## Base Bid
Bid Pricing Sheet
Project Number PTFL-18-6000
8-BED LEVEL 1 CONFINMENT FACILITY, JOINT BASE-MDL (MCGUIRE AFB), NEW JERSEY
BID PRICING SHEET
GENERAL CONDITIONS
|  |  | NET AMT. | 0 | .
ITEM NO 0001 | 8-Bed Confinement Facility, JBMDL NJ FFP All work (includes all plant, labor, and material) for the construction of 8-bed confinement facility as described in the plans and specifications except for work included in items below. FOB: Destination PSC CD: Y1JZ
|  |  | NET AMT. | 0
ITEM NO 0002 | 8-Bed Confinement Facility, JBMDL NJ FFP All work (includes all plant, labor, and material) for the site work, all work outside the five-foot line of the Confinement facility perimeter, excluding items below, as described in plans and specifications. FOB: Destination PSC CD: Y1JZ
|  |  | NET AMT. | 0
ITEM NO 0003 | 8-Bed Confinement Facility, JBMDL NJ FFP All work for the Final Record Drawing Submission (See Section 01 78 00). THIS CLIN IS PRE-PRICED AT $30,000.00. FOB: Destination PSC CD: Y1JZ
|  |  | NET AMT. | 30000
| TOTAL BASE CLINs 0001-0003 |  |  |  | .
|  |  | NET AMT. | 30000
.
ITEM NO 0004 | OPTION 1 FFP All work (includes all plant, labor, and material) associated with construction of Parking Lot Expansion as described in the plans and specifications (Drw: CS-100) FOB: Destination PSC CD: Y1JZ
|  |  | NET AMT. | 0
ITEM NO 0005 | OPTION 2 FFP All work (includes all plant, labor, and material) associated with adding prime coat on asphalt as described in the plans and specifications. FOB: Destination PSC CD: Y1JZ
|  |  | NET AMT. | 0
ITEM NO 0006 | OPTION 3 FFP All work (includes all plant, labor, and material) associated with installing Manual (non-automatic) transfer switch. FOB: Destination PSC CD: Y1JZ
|  |  | NET AMT. | 0
ITEM NO 0007 | OPTION 4 FFP All work (includes all plant, labor, and material) for procurement and Installation of backup Generator with Automatic Transfer Switch to include concrete pad, generator enclosure, grounding, as described in the plans and specification. FOB: Destination PSC CD: Y1JZ
|  |  | NET AMT. | 0
ITEM NO 0008 | OPTION 5 FFP All work (includes all plant, labor, and material) for material cost of upsizing the Fire Protection Line and valves from 6 inch to 8 inch. FOB: Destination PSC CD: Y1JZ
|  |  | NET AMT. | 0
ITEM NO 0009 | OPTION 6 FFP All work (includes all plant, labor, and material) for construction of walkway lighting along new pedestrian walkways as noted on Drw ES-101. FOB: Destination PSC CD: Y1JZ
|  |  | NET AMT. | 0
ITEM NO 0010 | OPTION 7 -- FOR CREDIT FFP All work (includes all plant, labor, and material) for construction of Insulated Masonry Block w/Paint in leu of Exterior Brick for the Confinement Facility. THIS CLIN IS FOR CREDIT. FOB: Destination PSC CD: Y1JZ
|  |  | NET AMT. | 0
ITEM NO 0011 | OPTION 8 FFP All work (includes all plant, labor, and material) for purchase, delivery and installation of furnishings and equipment as outlined in the FF&E Package, except those items identified as included part of facility construction. FOB: Destination PSC CD: Y1JZ
|  |  | NET AMT. | 0
ITEM NO 0012 | OPTION 9 FFP JBMDL 8 Bed Confinement Facility: All work (includes all plant, labor, and material) for purchase, delivery and installation of electronic equipment (i.e. cameras, mounts, wiring) as outlined in the FF&E package, except those items identified as included part of the confinement facility construction. FOB: Destination PSC CD: Y1JZ
|  |  | NET AMT. | 0
| TOTAL OPTION CLINs 0004-0012 |  |  |  | .
|  |  | NET AMT. | 0
.
.
| TOTAL BASE AND OPTION CLINs 0001-0012 |  |  |  | .
|  |  | NET AMT. | 30000
.

## Worksheet
Estimate of Materials and Cost of Construction
|  |  | Date: | 2024-10-04
|  |  | Project: | 8-BED LEVEL 1 CONFINMENT FACILITY, JOINT BASE-MDL (MCGUIRE AFB), NEW JERSEY | Project Duration: |  | 541
ITEM # | REF. SHEET | REF. DETAIL | CSI | DESCRIPTION | QTY. |  | UNIT | WASTAGE | QTY W/ WASTAGE | UNIT COST (MATERIAL) | TOTAL COST (MATERIAL) | UNIT COST (EQUIPMENT) | TOTAL COST (EQUIPMENT) | UNIT COST (LABOR) | TOTAL COST (LABOR) | TOTAL ITEM COST | TRADE COST
|  |  |  | 01- GENERAL CONDITIONS | [12 empty] | 0
1 |  |  |  | Permits Documentation And Fees | 1 |  | LS | 0% | 1 |  | 0 |  | 0 |  | 0 | 0
2 |  |  |  | Hazardous Waste Or Disposal Work | 1 |  | LS | 0% | 1 |  | 0 |  | 0 |  | 0 | 0
3 |  |  |  | Owner Purchased, Contractor Installed Items | 1 |  | LS | 0% | 1 |  | 0 |  | 0 |  | 0 | 0
4 |  |  |  | Contractors Use Of New And Existing Facilities | 1 |  | LS | 0% | 1 |  | 0 |  | 0 |  | 0 | 0
5 |  |  |  | Correction Of Unsatisfactory Conditions | 1 |  | LS | 0% | 1 |  | 0 |  | 0 |  | 0 | 0
6 |  |  |  | Restoration Of Unit Damaged During Installation | 1 |  | LS | 0% | 1 |  | 0 |  | 0 |  | 0 | 0
7 |  |  |  | Replacement Of Units Which Cannot Be Restored | 1 |  | LS | 0% | 1 |  | 0 |  | 0 |  | 0 | 0
8 |  |  |  | Maintaining Existing Construction In Weather High Conditions | 1 |  | LS | 0% | 1 |  | 0 |  | 0 |  | 0 | 0
9 |  |  |  | Signage | 1 |  | LS | 0% | 1 |  | 0 |  | 0 |  | 0 | 0
10 |  |  |  | Supervisory Personnel | 1 |  | LS | 0% | 1 |  | 0 |  | 0 |  | 0 | 0
11 |  |  |  | Temporary Services | 1 |  | LS | 0% | 1 |  | 0 |  | 0 |  | 0 | 0
12 |  |  |  | Water | 1 |  | LS | 0% | 1 |  | 0 |  | 0 |  | 0 | 0
13 | CD100 |  |  | Minhas Office Trailer | 1 |  | LS | 0% | 1 |  | 0 |  | 0 |  | 0 | 0
14 | CD100 |  |  | (122'x61') Staging Area | 7442 | 7442 | SF | 0% | 7442 |  | 0 |  | 0 |  | 0 | 0
|  |  | ITEM NO 0001 | All work (includes all plant, labor, and material) for the construction of 8-bed confinement facility as described in the plans and specifications except for work included in items below. | [12 empty] | 0
|  |  |  | DIVISION 03 - CONCRETE | [12 empty] | 0
|  |  | 02 41 00 | CAST-IN-PLACE CONCRETE
15 | S101 | J7/S505 |  | (4'x4'x1') Reinforced concrete isolated footing = 1 EA | 0.6 | 0.59259 | CY | 0% | 0.6 |  | 0 |  | 0 |  | 0 | 0
16 | S101 | J7/S505 |  | (2'-8"x2'-8"x1'-4") Reinforced concrete pedestal = 1 EA | 0.4 | 0.3538 | CY | 0% | 0.4 |  | 0 |  | 0 |  | 0 | 0
17 | S101 | J7/S505 |  | (16"x16") Reinforced concrete column = 1 EA | 0.7 | 0.66504 | CY | 0% | 0.7 |  | 0 |  | 0 |  | 0 | 0
18 | S101 | A15/S505 |  | (4'X1') Reinforced concrete strip footing = 314 LF | 46.6 | 46.5185 | CY | 0% | 46.6 |  | 0 |  | 0 |  | 0 | 0
19 | S101 | A7/S505 |  | (3'-2"X1') Reinforced concrete strip footing = 49 LF | 6 | 5.7475 | CY | 0% | 6 |  | 0 |  | 0 |  | 0 | 0
20 | S101 | A7/S505 |  | (3'X1') Reinforced concrete footing = 35 LF | 4 | 3.8889 | CY | 0% | 4 |  | 0 |  | 0 |  | 0 | 0
21 | S101 | A7/S505 |  | (8"x1'-6") Reinforced concrete stem wall = 89 LF | 3.5 | 3.3128 | CY | 0% | 3.5 |  | 0 |  | 0 |  | 0 | 0
22 | S101 | A15/S505 |  | (1'-4"x2') Reinforced concrete stem wall | 26 | 25.8178 | CY | 0% | 26 |  | 0 |  | 0 |  | 0 | 0
23 | S101 | A1/S505 |  | (2'-6" D, 8'-3" H) Reinforced concrete isolated footing = 8 EA | 12 | 12 | CY | 0% | 12 |  | 0 |  | 0 |  | 0 | 0
24 | S102 | J1/S501 |  | Concrete slab on grade as: - (6" Thk.) Reinforced concrete slab = 48 CY - 15 MIL Vapor retarder/ barrier - (6" Thk.) Crushed stone = 48 CY | 2485 | 47.8704 | SF | 0% | 2485 |  | 0 |  | 0 |  | 0 | 0
25 | S102 | J1/S501 |  | Concrete slab on grade as: - (10" Thk.) Reinforced concrete slab = 58 CY - 15 MIL Vapor retarder/ barrier - (6" Thk.) Crushed stone | 1280 | 57.6715 | SF | 0% | 1280 |  | 0 |  | 0 |  | 0 | 0
26 | S102 | A1/S505 |  | (8" Thk.) Reinforced concrete slab w/ haunch = 607 SF | 35 | 34.5519 | CY | 0% | 35 |  | 0 |  | 0 |  | 0 | 0
27 | S102 | A14/S501 |  | (4" Thk.) Reinforced concrete equipment pad = 4 EA | 0.6 | 0.61704 | CY | 0% | 0.6 |  | 0 |  | 0 |  | 0 | 0
28 | S102 | A14/S501 |  | (6" Thk.) Reinforced concrete equipment pad = 1 EA | 1 | 0.66667 | CY | 0% | 1 |  | 0 |  | 0 |  | 0 | 0
29 | S102 | E1/S501 |  | (8"x46") Reinforced concrete beam | 4 | 3.6115 | CY | 0% | 4 |  | 0 |  | 0 |  | 0 | 0
30 | S102 | A9/S511 |  | (6" Thk.) Reinforced concrete slab = 4292 SF | 97 | 96.9471 | CY | 0% | 97 |  | 0 |  | 0 |  | 0 | 0
|  |  |  | 4- MASONRY | [12 empty] | 0
31 | A201 | Key A2.7, A1/A352 |  | (4-5/8"X7-5/8") Cast stone band | 306 |  | LF | 0% | 306 |  | 0 |  | 0 |  | 0 | 0
32 | A201 | Key A2.1, A14/A352 |  | (3-7/8"x7-5/8") Brick soldier course band | 280 |  | LF | 0% | 280 |  | 0 |  | 0 |  | 0 | 0
33 | A201 | Key A2.6 |  | Economy size brick veneer | 4400 | 4406 | SF | 0% | 4400 |  | 0 |  | 0 |  | 0 | 0
|  |  | 04 20 00 | UNIT MASONRY
34 | S103 | A9/S511 |  | (8" Thk.) Reinforced grouted CMU buttress wall | 1050 | 1048.76 | SF | 0% | 1050 |  | 0 |  | 0 |  | 0 | 0
35 | A101 | A501 |  | (8" Thk.) Reinforced grouted CMU wall type M1CA | 5785 | 5784.52 | SF | 0% | 5785 |  | 0 |  | 0 |  | 0 | 0
36 | A101 | A501 |  | (4" Thk.) Reinforced grouted CMU wall type M1AA | 371 | 370.5 | SF | 0% | 371 |  | 0 |  | 0 |  | 0 | 0
37 | A101 | A501 |  | (6" Thk.) Reinforced grouted CMU wall type M1BA | 120 | 119.7 | SF | 0% | 120 |  | 0 |  | 0 |  | 0 | 0
38 | A101 | A501 |  | (60 Min. 8" Thk.) Reinforced grouted CMU wall type M1CB | 432 | 431.51 | SF | 0% | 432 |  | 0 |  | 0 |  | 0 | 0
39 | A101 | A501 |  | (120 Min. 8" Thk.) Reinforced grouted CMU wall type M1CC | 297 | 296.631 | SF | 0% | 297 |  | 0 |  | 0 |  | 0 | 0
[15 empty] | 0 | 0
|  |  |  | 5- METALS | [12 empty] | 0
|  |  | 05 12 00 | STRUCTURAL STEEL
Prefabricated roof trusses
40 | S104 | H1/S340 |  | Type 1 truss | 516 |  | LF | 0% | 516 |  | 0 |  | 0 |  | 0 | 0
41 | S104 | A1/S340 |  | Type 2 truss | 344 |  | LF | 0% | 344 |  | 0 |  | 0 |  | 0 | 0
42 | S104 | A1/S341 |  | Valley truss type A | 44 |  | LF | 0% | 44 |  | 0 |  | 0 |  | 0 | 0
43 | S104 | F10/S341 |  | Truss type 4 | 393 |  | LF | 0% | 393 |  | 0 |  | 0 |  | 0 | 0
44 | S104 | F1/S341 |  | Type 3 truss | 23 |  | LF | 0% | 23 |  | 0 |  | 0 |  | 0 | 0
45 | S104 | A10/S341 |  | Valley truss type B | 12 |  | LF | 0% | 12 |  | 0 |  | 0 |  | 0 | 0
46 | S104 |  |  | Girder truss | 138 |  | LF | 0% | 138 |  | 0 |  | 0 |  | 0 | 0
47 | A103 | H1/A351 |  | (1/4" Thk.) Steel bent plate at roof | 2890 | 283 | LBS | 0% | 2890 |  | 0 |  | 0 |  | 0 | 0
48 | A103 | A14/A352 |  | (1/2" Thk.) Steel bent plate | 817 | 20 | LBS | 0% | 817 |  | 0 |  | 0 |  | 0 | 0
49 | A101 | A1/S511 |  | (3/8" Thk.) Steel bent plate lintel L1 = 1'-3" L | 1819 | 95 | LBS | 0% | 1819 |  | 0 |  | 0 |  | 0 | 0
50 | A101 | A1/S511 |  | (3/8" Thk.) Steel bent plate lintel L2 = 1'-3" L | 173 | 5 | LBS | 0% | 173 |  | 0 |  | 0 |  | 0 | 0
|  |  | 05 30 00 | STEEL DECKS
51 | A103 | A1/A103 |  | Corrugated structural metal deck | 5460 |  | SF | 0% | 5460 |  | 0 |  | 0 |  | 0 | 0
|  |  | 05 50 13 | MISCELLANEOUS METAL FABRICATIONS
52 | A522 | J1/A522 |  | (1'-10" Wx9'-6" H) Access ladder | 1 |  | EA | 0% | 1 |  | 0 |  | 0 |  | 0 | 0
53 | A104 | Key A3.18 |  | (20'-2"x2'-4") Pre-fabricated elevated walkway and stairs | 1 |  | EA | 0% | 1 |  | 0 |  | 0 |  | 0 | 0
|  |  |  | DIVISION 06 - WOOD, PLASTICS, AND COMPOSITES | [12 empty] | 0
|  |  | 06 10 00 | ROUGH CARPENTRY
54 |  |  |  | Misc. Blocking | 1 |  | LS | 0% | 1 |  | 0 |  | 0 |  | 0 | 0
|  |  | 06 41 16.00 10 | PLASTIC-LAMINATE-CLAD ARCHITECTURAL CABINETS
55 | A402 | A750 |  | (2'-8" H, 1'-1" D) Upper cabinets | 8 |  | LF | 0% | 8 |  | 0 |  | 0 |  | 0 | 0
56 | A402 | A750 |  | (2'-10" H, 2'-1" D) Lower cabinets | 8 |  |  | 0% | 8 |  | 0 |  | 0 |  | 0 | 0
57 | A402 | A750 |  | (3' H, 2'-1" D) Lower cabinets | 10 |  |  | 0% | 10 |  | 0 |  | 0 |  | 0 | 0
58 | A402 | A750 |  | (3' H, 2'-1" D) Lower cabinets | 5 |  |  | 0% | 5 |  | 0 |  | 0 |  | 0 | 0
|  |  | 06 61 16 | SOLID SURFACING FABRICATIONS
59 | A402 | A750 |  | (1/2" Thk.) Solid surface countertop (SSF-1) w/ - (4" H) Back and side splash = 28 LF | 84 |  | SF | 0% | 84 |  | 0 |  | 0 |  | 0 | 0
|  |  |  | DIVISION 07 - THERMAL AND MOISTURE PROTECTION | [12 empty] | 0
|  |  | 07 11 13 | BITUMINOUS DAMPPROOFING
60 | S104 | A7, A15/S505 |  | Foundation damp proofing | 3600 | 3600 | SF | 0% | 3600 |  | 0 |  | 0 |  | 0 | 0
|  |  | 07 21 13 | BOARD AND BLOCK INSULATION
61 | A201 | A14/A352 |  | Rigid Insulation (R-17) | 5150 | 5152 | SF | 0% | 5150 |  | 0 |  | 0 |  | 0 | 0
|  |  | 07 27 26 | FLUID-APPLIED MEMBRANE AIR BARRIERS
62 | A201 | A14/A352 |  | Fluid applied air barrier membrane | 5150 | 5152 | SF | 0% | 5150 |  | 0 |  | 0 |  | 0 | 0
63 | S104 | A7, A15/S505 |  | Vapor barrier | 2315 |  | SF | 0% | 2315 |  | 0 |  | 0 |  | 0 | 0
|  |  | 07 42 13 | METAL PANELS
64 | A151 | H1/A351 |  | Pre-finished metal soffit panels on 7/8" furring channels | 635 |  | SF | 0% | 635 |  | 0 |  | 0 |  | 0 | 0
65 | A151 | H1/A351 |  | Pre-finished metal fascia on 7/8" furring channels | 590 | 587 | SF | 0% | 590 |  | 0 |  | 0 |  | 0 | 0
|  |  | 07 60 00 | FLASHING AND SHEET METAL
66 | A103 | H1/A351 |  | (6"x6") Pre-finished metal gutter | 283 |  | LF | 0% | 283 |  | 0 |  | 0 |  | 0 | 0
67 | A103 | H1/A351 |  | Roof edge flashing | 283 |  | LF | 0% | 283 |  | 0 |  | 0 |  | 0 | 0
68 | A103 | Key A1.2 |  | Pre-finished metal ridge flashing | 52 |  | LF | 0% | 52 |  | 0 |  | 0 |  | 0 | 0
69 | A103 | Key A1.1 |  | Pre-finished metal valley flashing | 250 |  | LF | 0% | 250 |  | 0 |  | 0 |  | 0 | 0
70 | A103 |  |  | Penetration flashing | 8 |  | EA | 0% | 8 |  | 0 |  | 0 |  | 0 | 0
71 | A201 | Key A2.9 |  | (5x5) Pre-finished metal downspout | 215 |  | LF | 0% | 215 |  | 0 |  | 0 |  | 0 | 0
72 | A201 | H15/A352 |  | Pre-finished edge flashing | 25 |  | LF | 0% | 25 |  | 0 |  | 0 |  | 0 | 0
73 | A201 | A13/A351 |  | S.S Drip edge flashing | 325 |  | LF | 0% | 325 |  | 0 |  | 0 |  | 0 | 0
|  |  | 07 61 14.00 20 | STEEL STANDING SEAM ROOFING
74 | A103 | A1/A103 |  | Standing seam metal roofing as: - Pre-finished structural standing seam metal roof - Weather barrier membrane - Rigid insulation (R-30) -Self-adhered air barrier membrane - (5/8" Thk.) Glass mat substrate board | 5460 |  | SF | 0% | 5460 |  | 0 |  | 0 |  | 0 | 0
75 | A103 | Key A1.3 |  | Snow guard system | 270 |  | LF | 0% | 270 |  | 0 |  | 0 |  | 0 | 0
|  |  | 07 84 00 | FIRESTOPPING
76 |  |  |  | Misc. Fire stopping | 1 |  | LS | 0% | 1 |  | 0 |  | 0 |  | 0 | 0
|  |  | 07 92 00 | JOINT SEALANTS
77 | S102 |  |  | Control joint on slab | 377 |  | LF | 0% | 377 |  | 0 |  | 0 |  | 0 | 0
78 | S102 |  |  | (1/2" Thk.) Compressible fill | 485 |  | LF | 0% | 485 |  | 0 |  | 0 |  | 0 | 0
78 | A201 |  |  | Control joint on wall | 197 |  | LF | 0% | 197 |  | 0 |  | 0 |  | 0 | 0
79 | A201 |  |  | Misc. Sealant | 1 |  | LS | 0% | 1 |  | 0 |  | 0 |  | 0 | 0
|  |  |  | DIVISION 08 - OPENINGS | [12 empty] | 0
80 | A601 | See Door Sche |  | (45 Min. 3'-0"X7'-0") Type F, HM door w/ type 1.2 HM Frame | 1 |  | EA | 0% | 1 |  | 0 |  | 0 |  | 0 | 0
81 |  |  |  | (3'-0"X7'-0") Type F, HM door w/ type 1.2 HM Frame | 1 |  | EA | 0% | 1 |  | 0 |  | 0 |  | 0 | 0
82 |  |  |  | (3'-0"X7'-0") Type F-SH, HM door w/ type 1.2 HM Frame | 2 |  | EA | 0% | 2 |  | 0 |  | 0 |  | 0 | 0
83 |  |  |  | (3'-0"X7'-0") Type F-IN, HM door w/ type 1.2 HM Frame | 2 |  | EA | 0% | 2 |  | 0 |  | 0 |  | 0 | 0
84 |  |  |  | (6'-0"X7'-0") Type F-IN, HM double door w/ type 1.2 HM Frame | 1
|  |  | 08 11 13 | STEEL DOORS AND FRAMES
85 | A601 | See Door Sche |  | (90 Min. 3'-2"X7'-0") Type DSL-1, STL door w/ type 0 STL Frame | 1 |  | EA | 0% | 1 |  | 0 |  | 0 |  | 0 | 0
86 |  |  |  | (3'-0"X7'-0") Type DSW-1, STL door w/ type 1.2 HM Frame | 1 |  | EA | 0% | 1 |  | 0 |  | 0 |  | 0 | 0
87 |  |  |  | (3'-6"X7'-0") Type DSL-1, STL door w/ type 2.1 STL Frame | 2 |  | EA | 0% | 2 |  | 0 |  | 0 |  | 0 | 0
88 |  |  |  | (3'-2"X7'-0") Type DSL-1, STL door w/ type 2.1 STL Frame | 9 |  | EA | 0% | 9 |  | 0 |  | 0 |  | 0 | 0
89 |  |  |  | (3'-2"X7'-0") Type DSL-2, STL door w/ type 2.1 STL Frame | 2 |  | EA | 0% | 2 |  | 0 |  | 0 |  | 0 | 0
|  |  | 08 31 00 | ACCESS DOORS AND PANELS
90 | A522 |  |  | (3'x3') Attic access hatch | 1 |  | EA | 0% | 1 |  | 0 |  | 0 |  | 0 | 0
91 | A601 | See Access Panel Sche. |  | (10"x1'-10") Type F, access door w/ type 1.4 frame | 6 |  | EA | 0% | 6 |  | 0 |  | 0 |  | 0 | 0
92 |  |  |  | (1'-11"x3'-11") Type F, access door w/ type 1.4 frame | 2 |  | EA | 0% | 2 |  | 0 |  | 0 |  | 0 | 0
93 |  |  |  | (1'-10"x1'-10") Type F, access door w/ type 1.4 frame | 1 |  | EA | 0% | 1 |  | 0 |  | 0 |  | 0 | 0
|  |  | 08 34 63 | DETENTION HOLLOW METAL FRAMES, DOORS, AND DOOR FRAMES
94 | A601 | See Door Sche |  | (3'-0"X7'-0") Type DSW-1-IN, HM door w/ type 1.3 HM Frame | 3 |  | EA | 0% | 3 |  | 0 |  | 0 |  | 0 | 0
95 |  |  |  | (3'-0"X7'-0") Type DSW-1, HM door w/ type 1.3 HM Frame | 3 |  | EA | 0% | 3 |  | 0 |  | 0 |  | 0 | 0
96 |  |  |  | (3'-0"X7'-0") Type DSW-1, HM door w/ type 1.2 HM Frame | 1 |  | EA | 0% | 1 |  | 0 |  | 0 |  | 0 | 0
97 |  |  |  | (45 Min. 3'-0"X7'-0") Type DSW-3, HM door w/ type 1.3 HM Frame | 3 |  | EA | 0% | 3 |  | 0 |  | 0 |  | 0 | 0
98 |  |  |  | (3'-0"X7'-0") Type DSW-1, HM door w/ type 1.2 HM Frame | 1 |  | EA | 0% | 1 |  | 0 |  | 0 |  | 0 | 0
99 |  |  |  | (3'-0"X7'-0") Type DSW-2, HM door w/ type 1.2 HM Frame | 1 |  | EA | 0% | 1 |  | 0 |  | 0 |  | 0 | 0
|  |  | 08 56 63 | DETENTION AND SECURITY WINDOWS
100 | A651 | See Window Sche. |  | (3'-4"x2') Type W1 window | 6 |  | EA | 0% | 6 |  | 0 |  | 0 |  | 0 | 0
101 |  |  |  | (3'-4"x2') Type W2 window | 8 |  | EA | 0% | 8 |  | 0 |  | 0 |  | 0 | 0
100 |  |  |  | (3'-11 1/2"x4'-8") Type W3 window | 3 |  | EA | 0% | 3 |  | 0 |  | 0 |  | 0 | 0
101 |  |  |  | (4'x4') Type W4 window | 2 |  | EA | 0% | 2 |  | 0 |  | 0 |  | 0 | 0
102 |  |  |  | (2'-6"x2'-6") Type W5 window | 2 |  | EA | 0% | 2 |  | 0 |  | 0 |  | 0 | 0
|  |  | 08 71 00 | DOOR HARDWARE
103 | A601 | See Door Sche |  | Hardware set: 1.0 | 1 |  | EA | 0% | 1 |  | 0 |  | 0 |  | 0 | 0
104 |  |  |  | Hardware set: 2.0 | 1 |  | EA | 0% | 1 |  | 0 |  | 0 |  | 0 | 0
105 |  |  |  | Hardware set: 3.2 | 1 |  | EA | 0% | 1 |  | 0 |  | 0 |  | 0 | 0
106 |  |  |  | Hardware set: 4.0 | 1 |  | EA | 0% | 1 |  | 0 |  | 0 |  | 0 | 0
107 |  |  |  | Hardware set: 5.0 | 1 |  | EA | 0% | 1 |  | 0 |  | 0 |  | 0 | 0
|  |  | 08 71 63 | DETENTION HARDWARE
108 | A601 | See Door Sche |  | SH-1 | 2 |  | EA | 0% | 2 |  | 0 |  | 0 |  | 0 | 0
109 |  |  |  | SH-2 | 6 |  | EA | 0% | 6 |  | 0 |  | 0 |  | 0 | 0
110 |  |  |  | SH-3 | 3 |  | EA | 0% | 3 |  | 0 |  | 0 |  | 0 | 0
111 |  |  |  | SH-4 | 3 |  | EA | 0% | 3 |  | 0 |  | 0 |  | 0 | 0
112 |  |  |  | SH-10 | 1 |  | EA | 0% | 1 |  | 0 |  | 0 |  | 0 | 0
113 |  |  |  | SH-13 | 1 |  | EA | 0% | 1 |  | 0 |  | 0 |  | 0 | 0
114 |  |  |  | SH-14 | 1 |  | EA | 0% | 1 |  | 0 |  | 0 |  | 0 | 0
115 |  |  |  | SL-1 | 4 |  | EA | 0% | 4 |  | 0 |  | 0 |  | 0 | 0
116 |  |  |  | SL-3 | 8 |  | EA | 0% | 8 |  | 0 |  | 0 |  | 0 | 0
|  |  | 08 88 53 | DETENTION AND SECURITY GLAZING
117 | A401 | Key A2.14-2.15 |  | (12'-3" H) Detention rated security fence w/ welded wire panels incl. - (3'-10"x7'-9") detention rated swing gate w/ detention rated locking mechanism | 595 | 594.125 | SF | 0% | 595 |  | 0 |  | 0 |  | 0 | 0
|  |  | 08 91 00 | METAL WALL LOUVERS
118 | A651 | See Louver Sche. |  | (5'-4"x2'-8") Louver type L01 | 1 |  | EA | 0% | 1 |  | 0 |  | 0 |  | 0 | 0
119 |  |  |  | (2'-8"x2'-8") Louver type L02 | 1 |  | EA | 0% | 1 |  | 0 |  | 0 |  | 0 | 0
120 |  |  |  | (2'-0"x1'-4") Louver type L03 | 1 |  | EA | 0% | 1 |  | 0 |  | 0 |  | 0 | 0
121 |  |  |  | (2'-0"x1'-4") Louver type L04 | 1 |  | EA | 0% | 1 |  | 0 |  | 0 |  | 0 | 0
122 |  |  |  | (2'-8"x2'-8") Louver type L06 | 1 |  | EA | 0% | 1 |  | 0 |  | 0 |  | 0 | 0
123 |  |  |  | (1'-4"x1'-4") Louver type L08 | 1 |  | EA | 0% | 1 |  | 0 |  | 0 |  | 0 | 0
|  |  |  | DIVISION 09 - FINISHES | [12 empty] | 0
124 | A151 | A14/A352 |  | Stucco Finish as: - Fluid applied air barrier membrane - Rigid insulation (R-17) - (8"x3") Z-Furring clips @ 2' O.C - 7/8" Hat channels @ 2' O.C - Stucco finish system over (5/8" Thk.) cement board | 235 |  | SF | 0% | 235 |  | 0 |  | 0 |  | 0 | 0
125 | A201 | H1/A351 |  | GWB sheathing on 3-5/8" Metal studs @ 16" O.C | 645 | 644 | SF | 0% | 645 |  | 0 |  | 0 |  | 0 | 0
|  |  | 09 06 00 | SCHEDULES FOR FINISHES
126 | A102 | A701/ Finish Schedule |  | Sealed concrete flooring (CS-1) | 320 |  | SF | 0% | 320 |  | 0 |  | 0 |  | 0 | 0
|  |  | 09 67 23.13 | STANDARD RESINOUS SYSTEMS
127 | A102 | A701/ Finish Schedule |  | Epoxy flooring (EF-1) - 4 Component system w/ 2 component coating | 3195 |  | SF | 0% | 3195 |  | 0 |  | 0 |  | 0 | 0
128 |  |  |  | (6" H) Integral epoxy base (INT-EF) | 36 |  | LF | 0% | 36 |  | 0 |  | 0 |  | 0 | 0
129 |  |  |  | Epoxy wall paint (PE-1) | 11970 | 11970 | SF | 0% | 11970 |  | 0 |  | 0 |  | 0 | 0
130 |  |  |  | Epoxy wall system (EWS-1) -2 Coat high performance, high gloss system | 555 | 551 | SF | 0% | 555 |  | 0 |  | 0 |  | 0 | 0
131 | A151 | A701/ Finish Schedule |  | Epoxy paint at ceiling | 3425 |  | SF | 0% | 3425 |  | 0 |  | 0 |  | 0 | 0
|  |  | 09 90 00 | PAINTS AND COATINGS
132 | A151 |  |  | Paint galv. steel plate | 42 |  | SF | 0% | 42 |  | 0 |  | 0 |  | 0 | 0
|  |  |  | DIVISION 10 - SPECIALTIES | [12 empty] | 0
|  |  | 10 14 00.10 | EXTERIOR SIGNAGE
133 | A801 | See Signage Sche. |  | (9"X6") Acrylic signage, type A | 3 |  | EA | 0% | 3 |  | 0 |  | 0 |  | 0 | 0
134 |  |  |  | (9"X6") Acrylic signage, type D | 3 |  | EA | 0% | 3 |  | 0 |  | 0 |  | 0 | 0
135 |  |  |  | (9"X6") Acrylic signage, type E | 2 |  | EA | 0% | 2 |  | 0 |  | 0 |  | 0 | 0
136 |  |  |  | (4'X1'-4") Acrylic signage, type F | 1 |  | EA | 0% | 1 |  | 0 |  | 0 |  | 0 | 0
|  |  | 10 14 00.20 | INTERIOR SIGNAGE
137 | A801 | See Signage Sche. |  | (9"X6") Acrylic signage, type A | 4 |  | EA | 0% | 4 |  | 0 |  | 0 |  | 0 | 0
138 |  |  |  | (4" or 6") Painted number or letter type B | 15 |  | EA | 0% | 15 |  | 0 |  | 0 |  | 0 | 0
139 |  |  |  | (9"X11") Acrylic signage, type C | 1 |  | EA | 0% | 1 |  | 0 |  | 0 |  | 0 | 0
|  |  | 10 28 13 | TOILET ACCESSORIES
140 | A101 | Key A1.17 |  | Jail-type breakaway safety clothes hook | 20 |  | EA | 0% | 20 |  | 0 |  | 0 |  | 0 | 0
141 | A101 | Key A1.15 |  | (11"x17") Detention mirror | 10 |  | EA | 0% | 10 |  | 0 |  | 0 |  | 0 | 0
142 | A101 | Key A1.18 |  | (6' W) Jail-type breakaway curtain system | 2 |  | EA | 0% | 2 |  | 0 |  | 0 |  | 0 | 0
143 | A101 | Key A1.21 |  | Utility shelf w/ mop/ broom holder | 1 |  | EA | 0% | 1 |  | 0 |  | 0 |  | 0 | 0
144 | A421 |  |  | (18" L) Grab bar | 1 |  | EA | 0% | 1 |  | 0 |  | 0 |  | 0 | 0
145 | A421 |  |  | (36" L) Grab bar | 1 |  | EA | 0% | 1 |  | 0 |  | 0 |  | 0 | 0
146 | A421 |  |  | (42" L) Grab bar | 1 |  | EA | 0% | 1 |  | 0 |  | 0 |  | 0 | 0
147 | A421 |  |  | Toilet tissue dispenser | 1 |  | EA | 0% | 1 |  | 0 |  | 0 |  | 0 | 0
148 | A421 |  |  | (3'x2') Stainless steel mirror | 1 |  | EA | 0% | 1 |  | 0 |  | 0 |  | 0 | 0
149 | A421 |  |  | Surface mounted hands free paper towel dispenser | 1 |  | EA | 0% | 1 |  | 0 |  | 0 |  | 0 | 0
150 | A421 |  |  | Surface mounted soap dispenser | 1 |  | EA | 0% | 1 |  | 0 |  | 0 |  | 0 | 0
151 | A421 |  |  | Sanitary napkin disposal | 1 |  | EA | 0% | 1 |  | 0 |  | 0 |  | 0 | 0
|  |  |  | DIVISION 21 - FIRE SUPPRESSION | [12 empty] | 0
|  |  | 21 13 13.00 10 | WET PIPE SPRINKLER SYSTEM, FIRE PROTECTION
Ground Floor
152 | F-101 | F-001 |  | Light Hazard (1130 SF) -Fire Sprinkler System -System Type: Wet Type -Sprinkler Ceiling: Quick Response Chrome Recessed Pendent -Sprinkler Exposed: Quick Response Upright -K Factor: 5.6 -Finish: Brass | 1 |  | LS | 0% | 1 |  | 0 |  | 0 |  | 0 | 0
153 | F-101 | F-001 |  | Ordinary Hazard (500 SF) -Fire Sprinkler System -System Type: Wet Type -Sprinkler Ceiling: Quick Response Chrome Recessed Pendant -Sprinkler Exposed: Quick Response Upright -K Factor: 8 -Finish: Brass | 1 |  | LS | 0% | 1 |  | 0 |  | 0 |  | 0 | 0
154 | F-101 | F-001 |  | Light Hazard (1799 SF) -Fire Sprinkler System -System Type: Wet Type -Sprinkler Ceiling: Quick Response Chrome Institutional Pendent -Sprinkler Exposed: No Piping -K Factor: 5.6 | 1 |  | LS | 0% | 1 |  | 0 |  | 0 |  | 0 | 0
155 | F-601 | F-001 |  | Pressure Relief Valve -175 PSI | 1 |  | EA | 0% | 1 |  | 0 |  | 0 |  | 0 | 0
156 | F-601 | F-001 |  | Valve | 3 |  | EA | 0% | 3 |  | 0 |  | 0 |  | 0 | 0
157 | F-601 | F-001 |  | Indicating Butterfly Valve | 2 |  | EA | 0% | 2 |  | 0 |  | 0 |  | 0 | 0
158 | F-601 | F-001 |  | Check Valve | 3 |  | EA | 0% | 3 |  | 0 |  | 0 |  | 0 | 0
159 | F-601 | F-001 |  | Automatic Drain Valve | 2 |  | EA | 0% | 2 |  | 0 |  | 0 |  | 0 | 0
160 | F-601 | F-001 |  | Automatic Air Release Valve | 1 |  | EA | 0% | 1 |  | 0 |  | 0 |  | 0 | 0
161 | F-601 | F-001 |  | Double Check Backflow Preventer | 1 |  | EA | 0% | 1 |  | 0 |  | 0 |  | 0 | 0
162 | F-601 | F-001 |  | Flow Switch | 1 |  | EA | 0% | 1 |  | 0 |  | 0 |  | 0 | 0
163 | F-601 | F-001 |  | Flow Teat Header | 1 |  | EA | 0% | 1 |  | 0 |  | 0 |  | 0 | 0
164 | F-601 | F-001 |  | Pipe Cap | 1 |  | EA | 0% | 1 |  | 0 |  | 0 |  | 0 | 0
165 | F-601 | F-001 |  | Storz Fire Department Connection | 1 |  | EA | 0% | 1 |  | 0 |  | 0 |  | 0 | 0
166 | F-601 | F-001 |  | Pressure Gauge | 4 |  | EA | 0% | 4 |  | 0 |  | 0 |  | 0 | 0
167 | F-601 | F-001 |  | Sight Glass | 1 |  | EA | 0% | 1 |  | 0 |  | 0 |  | 0 | 0
168 | F-601 | F-001 |  | Thrust Block | 1 |  | EA | 0% | 1 |  | 0 |  | 0 |  | 0 | 0
|  |  |  | 22- PLUMBING | [12 empty] | 0
|  |  | 22 00 00 | PLUMBING, GENERAL PURPOSE
Plumbing
Underground Piping
Sanitary Pipe
169 | P-101 |  |  | (4" Dia) Sanitary Sewer Pipe | 191 |  | LF | 0% | 191 |  | 0 |  | 0 |  | 0 | 0
170 |  |  |  | (3" Dia) Sanitary Sewer Pipe | 27 |  | LF | 0% | 27 |  | 0 |  | 0 |  | 0 | 0
171 |  |  |  | (2" Dia) Sanitary Sewer Pipe | 26 |  | LF | 0% | 26 |  | 0 |  | 0 |  | 0 | 0
Connections
172 |  |  |  | (4" To 3") Tee | 2 |  | EA | 0% | 2 |  | 0 |  | 0 |  | 0 | 0
173 |  |  |  | (4" To 2") Tee | 1 |  | EA | 0% | 1 |  | 0 |  | 0 |  | 0 | 0
174 |  |  |  | (4") Tee | 9 |  | EA | 0% | 9 |  | 0 |  | 0 |  | 0 | 0
175 |  |  |  | (4" To 2") Wye Tee | 1 |  | EA | 0% | 1 |  | 0 |  | 0 |  | 0 | 0
176 |  |  |  | (4" To 3") Wye Tee | 2 |  | EA | 0% | 2 |  | 0 |  | 0 |  | 0 | 0
177 |  |  |  | (2") 45D Bend | 1 |  | EA | 0% | 1 |  | 0 |  | 0 |  | 0 | 0
178 |  |  |  | (3") 45D Bend | 1 |  | EA | 0% | 1 |  | 0 |  | 0 |  | 0 | 0
179 |  |  |  | (3") Wye Tee | 1 |  | EA | 0% | 1 |  | 0 |  | 0 |  | 0 | 0
180 |  |  |  | SG-1 -(48" Dia x 65" Depth) Sewage Grinder Manhole -Capacity: 68 (GPM) | 1 |  | EA | 0% | 1 |  | 0 |  | 0 |  | 0 | 0
Cold Water Pipe
181 |  |  |  | (3/4" Dia) Domestic Cold Water Pipe | 43 |  | LF | 0% | 43 |  | 0 |  | 0 |  | 0 | 0
Connections
182 |  | P-600 |  | HY-2 -Exterior Ground Hydrant | 2 |  | EA | 0% | 2 |  | 0 |  | 0 |  | 0 | 0
First Floor
Waste Pipe
Sanitary Pipe
183 | P-102 P-103 P-104 |  |  | (4" Dia) Sanitary Sewer Pipe | 20 |  | LF | 0% | 20 |  | 0 |  | 0 |  | 0 | 0
184 |  |  |  | (3" Dia) Sanitary Sewer Pipe | 4 |  | LF | 0% | 4 |  | 0 |  | 0 |  | 0 | 0
185 |  |  |  | (2" Dia) Sanitary Sewer Pipe | 20 |  | LF | 0% | 20 |  | 0 |  | 0 |  | 0 | 0
186 |  |  |  | (1-1/2" Dia) Sanitary Sewer Pipe | 4 |  | LF | 0% | 4 |  | 0 |  | 0 |  | 0 | 0
Vent Pipe
187 |  |  |  | (2" Dia) Vent Pipe | 96 |  | LF | 0% | 96 |  | 0 |  | 0 |  | 0 | 0
188 |  |  |  | (1-1/2" Dia) Vent Pipe | 32 |  | LF | 0% | 32 |  | 0 |  | 0 |  | 0 | 0
Connections
189 |  | P-600 |  | WCO -Wall Cleanout -Stainless Steel | 4 |  | EA | 0% | 4 |  | 0 |  | 0 |  | 0 | 0
190 |  |  |  | (4" Dia) FCO -Floor Cleanout | 1 |  | EA | 0% | 1 |  | 0 |  | 0 |  | 0 | 0
191 |  |  |  | (4" Dia) FD-1 -Floor Drain -Cast Iron | 2 |  | EA | 0% | 2 |  | 0 |  | 0 |  | 0 | 0
192 |  |  |  | (3" Dia) FD-1 -Floor Drain -Cast Iron | 4 |  | EA | 0% | 4 |  | 0 |  | 0 |  | 0 | 0
193 |  |  |  | (3" Dia) FD-2 -Floor Drain -Cast Iron | 3 |  | EA | 0% | 3 |  | 0 |  | 0 |  | 0 | 0
Domestic Pipe
Cold Water Pipe
194 |  |  |  | (3" Dia) Cold Water Pipe | 16 |  | LF | 0% | 16 |  | 0 |  | 0 |  | 0 | 0
195 |  |  |  | (2" Dia) Cold Water Pipe | 40 |  | LF | 0% | 40 |  | 0 |  | 0 |  | 0 | 0
196 |  |  |  | (1-1/2" Dia) Cold Water Pipe | 19 |  | LF | 0% | 19 |  | 0 |  | 0 |  | 0 | 0
197 |  |  |  | (1" Dia) Cold Water Pipe | 27 |  | LF | 0% | 27 |  | 0 |  | 0 |  | 0 | 0
198 |  |  |  | (3/4" Dia) Cold Water Pipe | 72 |  | LF | 0% | 72 |  | 0 |  | 0 |  | 0 | 0
199 |  |  |  | (1/2" Dia) Cold Water Pipe | 17 |  | LF | 0% | 17 |  | 0 |  | 0 |  | 0 | 0
Hot Water Pipe
200 |  |  |  | (1-1/2" Dia) Hot Water Pipe | 33 |  | LF | 0% | 33 |  | 0 |  | 0 |  | 0 | 0
201 |  |  |  | (3/4" Dia) Hot Water Pipe | 101 |  | LF | 0% | 101 |  | 0 |  | 0 |  | 0 | 0
Hot Water Return Pipe
202 |  |  |  | (3/4" Dia) Hot Water Return Pipe | 8 |  | LF | 0% | 8 |  | 0 |  | 0 |  | 0 | 0
Connections
203 |  |  |  | (1-1/2" Dia) 90D Bend | 18 |  | EA | 0% | 18 |  | 0 |  | 0 |  | 0 | 0
204 |  |  |  | (3/4" Dia) 90D Bend | 3 |  | EA | 0% | 3 |  | 0 |  | 0 |  | 0 | 0
205 |  |  |  | (3/4" Dia) Tee | 6 |  | EA | 0% | 6 |  | 0 |  | 0 |  | 0 | 0
206 |  |  |  | (1/2" Dia) 90D Bend | 2 |  | EA | 0% | 2 |  | 0 |  | 0 |  | 0 | 0
207 |  |  |  | (1" Dia) 90D Bend | 2 |  | EA | 0% | 2 |  | 0 |  | 0 |  | 0 | 0
208 |  |  |  | (1-1/2", 1", 1" Dia) Tee | 1 |  | EA | 0% | 1 |  | 0 |  | 0 |  | 0 | 0
209 |  |  |  | (1-1/2" To 1" Dia) 90D Bend | 1 |  | EA | 0% | 1 |  | 0 |  | 0 |  | 0 | 0
210 |  |  |  | (1-1/2" Dia) Tee | 1 |  | EA | 0% | 1 |  | 0 |  | 0 |  | 0 | 0
211 |  |  |  | (1-1/2", 1-1/2", 1" Dia) Tee | 1 |  | EA | 0% | 1 |  | 0 |  | 0 |  | 0 | 0
212 |  |  |  | (1", 1", 1/2" Dia) Tee | 1 |  | EA | 0% | 1 |  | 0 |  | 0 |  | 0 | 0
213 |  |  |  | (1" Dia) Tee | 1 |  | EA | 0% | 1 |  | 0 |  | 0 |  | 0 | 0
214 |  |  |  | Ball Valve | 7 |  | EA | 0% | 7 |  | 0 |  | 0 |  | 0 | 0
215 |  |  |  | Check Valve | 2 |  | EA | 0% | 2 |  | 0 |  | 0 |  | 0 | 0
216 |  |  |  | 3-Way Valve | 1 |  | EA | 0% | 1 |  | 0 |  | 0 |  | 0 | 0
217 |  |  |  | Water Meter | 1 |  | EA | 0% | 1 |  | 0 |  | 0 |  | 0 | 0
218 |  |  |  | Gate Valve | 1 |  | EA | 0% | 1 |  | 0 |  | 0 |  | 0 | 0
219 |  | P-600 |  | BFP-1 -Back Flow Preventer -RPZ | 1 |  | EA | 0% | 1 |  | 0 |  | 0 |  | 0 | 0
220 |  |  |  | BFP-2 -Back Flow Preventer -Dual Check Valve | 2 |  | EA | 0% | 2 |  | 0 |  | 0 |  | 0 | 0
221 |  |  |  | BFP-3 -Back Flow Preventer -Dual Check Valve | 1 |  | EA | 0% | 1 |  | 0 |  | 0 |  | 0 | 0
222 |  |  |  | HB-1 -Interior Hose Bibb | 2 |  | EA | 0% | 2 |  | 0 |  | 0 |  | 0 | 0
223 |  |  |  | HY-1 -Exterior Wall Hydrant | 2 |  | EA | 0% | 2 |  | 0 |  | 0 |  | 0 | 0
224 |  |  |  | TMV-1 -Thermostatic Mixing Valve | 1 |  | EA | 0% | 1 |  | 0 |  | 0 |  | 0 | 0
225 |  |  |  | GWH-1 -Gas Water Heater -Capacity: 90 Gal | 1 |  | EA | 0% | 1 |  | 0 |  | 0 |  | 0 | 0
226 |  |  |  | CP-1 -Circulation Pump | 1 |  | EA | 0% | 1 |  | 0 |  | 0 |  | 0 | 0
227 |  |  |  | WHA-A -Water Hammer Arrestor | 21 |  | EA | 0% | 21 |  | 0 |  | 0 |  | 0 | 0
228 |  |  |  | WHA-B -Water Hammer Arrestor | 4 |  | EA | 0% | 4 |  | 0 |  | 0 |  | 0 | 0
229 |  |  |  | TP-1 -Automatic Trap Primer | 1 |  | EA | 0% | 1 |  | 0 |  | 0 |  | 0 | 0
Gas Pipe
230 |  |  |  | (3" Dia) Gas Pipe | 10 |  | LF | 0% | 10 |  | 0 |  | 0 |  | 0 | 0
231 |  |  |  | (2" Dia) Gas Pipe | 13 |  | LF | 0% | 13 |  | 0 |  | 0 |  | 0 | 0
232 |  |  |  | (1" Dia) Gas Pipe | 13 |  | LF | 0% | 13 |  | 0 |  | 0 |  | 0 | 0
Connections
233 |  |  |  | (2" Dia) 90D Bend | 1 |  | EA | 0% | 1 |  | 0 |  | 0 |  | 0 | 0
234 |  |  |  | (2", 1" Dia) 90D Bend | 1 |  | EA | 0% | 1 |  | 0 |  | 0 |  | 0 | 0
235 |  |  |  | (1" Dia) 90D Bend | 2 |  | EA | 0% | 2 |  | 0 |  | 0 |  | 0 | 0
236 |  |  |  | (1" Dia) Tee | 1 |  | EA | 0% | 1 |  | 0 |  | 0 |  | 0 | 0
237 |  |  |  | (2", 2", 1" Dia) Tee | 1 |  | EA | 0% | 1 |  | 0 |  | 0 |  | 0 | 0
Second Floor
Waste Pipe
| P-105 P-106 |  |  | Vent Pipe
238 |  |  |  | (3" Dia) Vent Pipe | 96 |  | LF | 0% | 96 |  | 0 |  | 0 |  | 0 | 0
239 |  |  |  | (2" Dia) Vent Pipe | 75 |  | LF | 0% | 75 |  | 0 |  | 0 |  | 0 | 0
240 |  |  |  | (1-1/2" Dia) Vent Pipe | 24 |  | LF | 0% | 24 |  | 0 |  | 0 |  | 0 | 0
241 |  |  |  | (4" Dia) VTR | 14 |  | EA | 0% | 14 |  | 0 |  | 0 |  | 0 | 0
Connections
242 |  |  |  | (3" Dia) 90D Bend | 2 |  | EA | 0% | 2 |  | 0 |  | 0 |  | 0 | 0
243 |  |  |  | (2" Dia) 90D Bend | 2 |  | EA | 0% | 2 |  | 0 |  | 0 |  | 0 | 0
244 |  |  |  | (2" Dia) 45D Bend | 2 |  | EA | 0% | 2 |  | 0 |  | 0 |  | 0 | 0
245 |  |  |  | (3", 2", 2" Dia) Wye Tee | 2 |  | EA | 0% | 2 |  | 0 |  | 0 |  | 0 | 0
246 |  |  |  | (3", 3", 2" Dia) Tee | 4 |  | EA | 0% | 4 |  | 0 |  | 0 |  | 0 | 0
247 |  |  |  | (3" Dia) Tee | 3 |  | EA | 0% | 3 |  | 0 |  | 0 |  | 0 | 0
248 |  |  |  | (3", 2" Dia) 90D Bend | 1 |  | EA | 0% | 1 |  | 0 |  | 0 |  | 0 | 0
249 |  |  |  | (3", 1-1/2" Dia) 90D Bend | 1 |  | EA | 0% | 1 |  | 0 |  | 0 |  | 0 | 0
250 |  |  |  | (1-1/2" Dia) 90D Bend | 1 |  | EA | 0% | 1 |  | 0 |  | 0 |  | 0 | 0
251 |  |  |  | (3", 3", 1-1/2" Dia) Tee | 2 |  | EA | 0% | 2 |  | 0 |  | 0 |  | 0 | 0
Domestic Pipe
Cold Water Pipe
252 |  |  |  | (3" Dia) Cold Water Pipe | 26 |  | LF | 0% | 26 |  | 0 |  | 0 |  | 0 | 0
253 |  |  |  | (2-1/2" Dia) Cold Water Pipe | 55 |  | LF | 0% | 55 |  | 0 |  | 0 |  | 0 | 0
254 |  |  |  | (2" Dia) Cold Water Pipe | 52 |  | LF | 0% | 52 |  | 0 |  | 0 |  | 0 | 0
255 |  |  |  | (1" Dia) Cold Water Pipe | 24 |  | LF | 0% | 24 |  | 0 |  | 0 |  | 0 | 0
256 |  |  |  | (3/4" Dia) Cold Water Pipe | 61 |  | LF | 0% | 61 |  | 0 |  | 0 |  | 0 | 0
257 |  |  |  | (1/2" Dia) Cold Water Pipe | 4 |  | LF | 0% | 4 |  | 0 |  | 0 |  | 0 | 0
Hot Water Pipe
258 |  |  |  | (1-1/2" Dia) Hot Water Pipe | 106 |  | LF | 0% | 106 |  | 0 |  | 0 |  | 0 | 0
259 |  |  |  | (1" Dia) Hot Water Pipe | 18 |  | LF | 0% | 18 |  | 0 |  | 0 |  | 0 | 0
260 |  |  |  | (3/4" Dia) Hot Water Pipe | 68 |  | LF | 0% | 68 |  | 0 |  | 0 |  | 0 | 0
Hot Water Return Pipe
261 |  |  |  | (3/4" Dia) Hot Water Return Pipe | 28 |  | LF | 0% | 28 |  | 0 |  | 0 |  | 0 | 0
Connections
262 |  |  |  | (3" Dia) 90D Bend | 1 |  | EA | 0% | 1 |  | 0 |  | 0 |  | 0 | 0
263 |  |  |  | (2-1/2" Dia) 90D Bend | 1 |  | EA | 0% | 1 |  | 0 |  | 0 |  | 0 | 0
264 |  |  |  | (2" Dia) 90D Bend | 1 |  | EA | 0% | 1 |  | 0 |  | 0 |  | 0 | 0
265 |  |  |  | (1-1/2" Dia) 90D Bend | 2 |  | EA | 0% | 2 |  | 0 |  | 0 |  | 0 | 0
266 |  |  |  | (1" Dia) 90D Bend | 2 |  | EA | 0% | 2 |  | 0 |  | 0 |  | 0 | 0
267 |  |  |  | (3/4" Dia) 90D Bend | 8 |  | EA | 0% | 8 |  | 0 |  | 0 |  | 0 | 0
268 |  |  |  | (1-1/2" Dia) Tee | 1 |  | EA | 0% | 1 |  | 0 |  | 0 |  | 0 | 0
269 |  |  |  | (3", 3", 3/4" Dia) Tee | 1 |  | EA | 0% | 1 |  | 0 |  | 0 |  | 0 | 0
270 |  |  |  | (3", 3", 2" Dia) Tee | 1 |  | EA | 0% | 1 |  | 0 |  | 0 |  | 0 | 0
271 |  |  |  | (1-1/2", 1-1/2", 3/4" Dia) Tee | 2 |  | EA | 0% | 2 |  | 0 |  | 0 |  | 0 | 0
272 |  |  |  | (2-1/2", 2-1/2", 3" Dia) Tee | 1 |  | EA | 0% | 1 |  | 0 |  | 0 |  | 0 | 0
273 |  |  |  | (2-1/2", 2", 2" Dia) Tee | 1 |  | EA | 0% | 1 |  | 0 |  | 0 |  | 0 | 0
274 |  |  |  | (2-1/2", 2", 3/4" Dia) Tee | 1 |  | EA | 0% | 1 |  | 0 |  | 0 |  | 0 | 0
275 |  |  |  | (2-1/2", 2-1/2", 3/4" Dia) Tee | 1 |  | EA | 0% | 1 |  | 0 |  | 0 |  | 0 | 0
276 |  |  |  | (1-1/2", 1", 3/4" Dia) Tee | 1 |  | EA | 0% | 1 |  | 0 |  | 0 |  | 0 | 0
277 |  |  |  | (2-1/2", 2-1/2", 1" Dia) Tee | 1 |  | EA | 0% | 1 |  | 0 |  | 0 |  | 0 | 0
278 |  |  |  | (2-1/2", 2-1/2", 1/2" Dia) Tee | 1 |  | EA | 0% | 1 |  | 0 |  | 0 |  | 0 | 0
279 |  |  |  | (1", 3/4", 3/4" Dia) Tee | 2 |  | EA | 0% | 2 |  | 0 |  | 0 |  | 0 | 0
280 |  |  |  | (2", 2", 1" Dia) Tee | 1 |  | EA | 0% | 1 |  | 0 |  | 0 |  | 0 | 0
281 |  |  |  | (3/4" Dia) Tee | 1 |  | EA | 0% | 1 |  | 0 |  | 0 |  | 0 | 0
Plumbing Fixture
282 | P-901 | P-600 |  | CMB-1 -Combination Water Closet/Lavatory | 8 |  | EA | 0% | 8 |  | 0 |  | 0 |  | 0 | 0
283 |  |  |  | EWC-1 -Electric Water Cooler | 1 |  | EA | 0% | 1 |  | 0 |  | 0 |  | 0 | 0
284 |  |  |  | EWC-2 -Electric Water Cooler | 1 |  | EA | 0% | 1 |  | 0 |  | 0 |  | 0 | 0
285 |  |  |  | LAV-1 -Lavatory | 1 |  | EA | 0% | 1 |  | 0 |  | 0 |  | 0 | 0
286 |  |  |  | MB-1 -Mop Basin | 1 |  | EA | 0% | 1 |  | 0 |  | 0 |  | 0 | 0
287 |  |  |  | SH-1 -Shower | 2 |  | EA | 0% | 2 |  | 0 |  | 0 |  | 0 | 0
288 |  |  |  | SK-1 -Pantry Sink | 1 |  | EA | 0% | 1 |  | 0 |  | 0 |  | 0 | 0
289 |  |  |  | WC-1 -Water Closet | 1 |  | EA | 0% | 1 |  | 0 |  | 0 |  | 0 | 0
|  |  |  | DIVISION 23 - HEATING, VENTILATING, AND AIR CONDITIONING (HVAC) | [12 empty] | 0
|  |  | 23 31 13.00 40 | METAL DUCTS
Supply Duct
290 | M-102 |  |  | (36"x20") Supply Duct | 9 |  | LF | 0% | 9 |  | 0 |  | 0 |  | 0 | 0
291 |  |  |  | (18"x20") Supply Duct | 45 |  | LF | 0% | 45 |  | 0 |  | 0 |  | 0 | 0
292 |  |  |  | (14"x8") Supply Duct | 3 |  | LF | 0% | 3 |  | 0 |  | 0 |  | 0 | 0
293 |  |  |  | (14"x6") Supply Duct | 40 |  | LF | 0% | 40 |  | 0 |  | 0 |  | 0 | 0
294 |  |  |  | (14"x4") Supply Duct | 26 |  | LF | 0% | 26 |  | 0 |  | 0 |  | 0 | 0
295 |  |  |  | (12"x10") Supply Duct | 31 |  | LF | 0% | 31 |  | 0 |  | 0 |  | 0 | 0
296 |  |  |  | (12"x8") Supply Duct | 33 |  | LF | 0% | 33 |  | 0 |  | 0 |  | 0 | 0
297 |  |  |  | (12"x6") Supply Duct | 39 |  | LF | 0% | 39 |  | 0 |  | 0 |  | 0 | 0
298 |  |  |  | (10"x10") Supply Duct | 114 |  | LF | 0% | 114 |  | 0 |  | 0 |  | 0 | 0
299 |  |  |  | (10"x6") Supply Duct | 21 |  | LF | 0% | 21 |  | 0 |  | 0 |  | 0 | 0
300 |  |  |  | (10"x8") Supply Duct | 31 |  | LF | 0% | 31 |  | 0 |  | 0 |  | 0 | 0
301 |  |  |  | (10"x4") Supply Duct | 37 |  | LF | 0% | 37 |  | 0 |  | 0 |  | 0 | 0
302 |  |  |  | (8"x8") Supply Duct | 29 |  | LF | 0% | 29 |  | 0 |  | 0 |  | 0 | 0
303 |  |  |  | (6"x6") Supply Duct | 21 |  | LF | 0% | 21 |  | 0 |  | 0 |  | 0 | 0
304 |  |  |  | (6" Dia) Supply Duct | 5 |  | LF | 0% | 5 |  | 0 |  | 0 |  | 0 | 0
Connections
Bend/ Elbow
305 | M-102 |  |  | (12"x8") 30D Bend | 2 |  | EA | 0% | 2 |  | 0 |  | 0 |  | 0 | 0
306 |  |  |  | (18"x20") 45D Bend | 2 |  | EA | 0% | 2 |  | 0 |  | 0 |  | 0 | 0
307 |  |  |  | (12"x6") 45D Bend | 4 |  | EA | 0% | 4 |  | 0 |  | 0 |  | 0 | 0
308 |  |  |  | (8"x8") 45D Bend | 4 |  | EA | 0% | 4 |  | 0 |  | 0 |  | 0 | 0
309 |  |  |  | (6" Dia) 90D Bend | 1 |  | EA | 0% | 1 |  | 0 |  | 0 |  | 0 | 0
310 |  |  |  | (10"x10") 90D Bend | 2 |  | EA | 0% | 2 |  | 0 |  | 0 |  | 0 | 0
311 |  |  |  | (14"x6") 90D Bend | 2 |  | EA | 0% | 2 |  | 0 |  | 0 |  | 0 | 0
312 |  |  |  | (10"x6") 90D Bend | 2 |  | EA | 0% | 2 |  | 0 |  | 0 |  | 0 | 0
313 |  |  |  | (10"x4") Rectangular Elbow W/ Turning Vanes | 2 |  | EA | 0% | 2 |  | 0 |  | 0 |  | 0 | 0
314 |  |  |  | (10"x8") Rectangular Elbow W/ Turning Vanes | 1 |  | EA | 0% | 1 |  | 0 |  | 0 |  | 0 | 0
315 |  |  |  | (10"x10") Rectangular Elbow W/ Turning Vanes | 1 |  | EA | 0% | 1 |  | 0 |  | 0 |  | 0 | 0
316 |  |  |  | (14"x4") Rectangular Elbow W/ Turning Vanes | 2 |  | EA | 0% | 2 |  | 0 |  | 0 |  | 0 | 0
317 |  |  |  | (12"x6") Rectangular Elbow W/ Turning Vanes | 1 |  | EA | 0% | 1 |  | 0 |  | 0 |  | 0 | 0
318 |  |  |  | (12"x8") Rectangular Elbow W/ Turning Vanes | 1 |  | EA | 0% | 1 |  | 0 |  | 0 |  | 0 | 0
319 |  |  |  | (8"x8") Rectangular Elbow W/ Turning Vanes | 1 |  | EA | 0% | 1 |  | 0 |  | 0 |  | 0 | 0
Tee
320 | M-102 |  |  | (36"x20") To (18"x20") Tee | 1 |  | EA | 0% | 1 |  | 0 |  | 0 |  | 0 | 0
321 |  |  |  | (10"x10") To (12"x6") Tee | 4 |  | EA | 0% | 4 |  | 0 |  | 0 |  | 0 | 0
322 |  |  |  | (10"x8") To (10"x4") Tee | 2 |  | EA | 0% | 2 |  | 0 |  | 0 |  | 0 | 0
323 |  |  |  | (18"x20") To (6"x6") Tee | 9 |  | EA | 0% | 9 |  | 0 |  | 0 |  | 0 | 0
324 |  |  |  | (14"x6") To (12"x10") Tee | 4 |  | EA | 0% | 4 |  | 0 |  | 0 |  | 0 | 0
325 |  |  |  | (10"x10") To (10"x4") Tee | 2 |  | EA | 0% | 2 |  | 0 |  | 0 |  | 0 | 0
326 |  |  |  | (18"x20") To (6" Dia) Tee | 1 |  | EA | 0% | 1 |  | 0 |  | 0 |  | 0 | 0
327 |  |  |  | (18"x20") To (8"x8") Tee | 2 |  | EA | 0% | 2 |  | 0 |  | 0 |  | 0 | 0
328 |  |  |  | (12"x8") To (10"x6") Tee | 2 |  | EA | 0% | 2 |  | 0 |  | 0 |  | 0 | 0
329 |  |  |  | (14"x8") To (12"x10") Tee | 1 |  | EA | 0% | 1 |  | 0 |  | 0 |  | 0 | 0
330 |  |  |  | (12"x10") To (10"x4") Tee | 1 |  | EA | 0% | 1 |  | 0 |  | 0 |  | 0 | 0
Transition
331 | M-102 |  |  | (10"x8") To (10"x4") Transition | 1 |  | EA | 0% | 1 |  | 0 |  | 0 |  | 0 | 0
332 |  |  |  | (10"x10") To (6"x6") Transition | 3 |  | EA | 0% | 3 |  | 0 |  | 0 |  | 0 | 0
333 |  |  |  | (10"x8") To (6"x6") Transition | 1 |  | EA | 0% | 1 |  | 0 |  | 0 |  | 0 | 0
334 |  |  |  | (14"x4") To (6"x6") Transition | 2 |  | EA | 0% | 2 |  | 0 |  | 0 |  | 0 | 0
335 |  |  |  | (12"x6") To (6"x6") Transition | 1 |  | EA | 0% | 1 |  | 0 |  | 0 |  | 0 | 0
336 |  |  |  | (10"x10") To (10"x4") Transition | 1 |  | EA | 0% | 1 |  | 0 |  | 0 |  | 0 | 0
337 |  |  |  | (12"x10") To (8"x8") Transition | 3 |  | EA | 0% | 3 |  | 0 |  | 0 |  | 0 | 0
338 |  |  |  | (18"x20") To (8"x8") Transition | 1 |  | EA | 0% | 1 |  | 0 |  | 0 |  | 0 | 0
339 |  |  |  | (12"x8") To (6" Dia) Transition | 1 |  | EA | 0% | 1 |  | 0 |  | 0 |  | 0 | 0
340 |  |  |  | (12"x8") To (6"x6") Transition | 2 |  | EA | 0% | 2 |  | 0 |  | 0 |  | 0 | 0
341 |  |  |  | (18"x20") To (6"x6") Transition | 1 |  | EA | 0% | 1 |  | 0 |  | 0 |  | 0 | 0
342 |  |  |  | (14"x6") To (6"x6") Transition | 1 |  | EA | 0% | 1 |  | 0 |  | 0 |  | 0 | 0
343 |  |  |  | (12"x6") To (8"x8") Transition | 2 |  | EA | 0% | 2 |  | 0 |  | 0 |  | 0 | 0
Register
344 | M-101 |  |  | (12"x12") Supply Register -CFM: 300 -Material: Steel | 4 |  | EA | 0% | 4 |  | 0 |  | 0 |  | 0 | 0
345 |  |  |  | (10"x10") Supply Register -CFM: 170 -Material: Steel | 1 |  | EA | 0% | 1 |  | 0 |  | 0 |  | 0 | 0
346 |  |  |  | (10"x10") Supply Register -CFM: 190 -Material: Steel | 1 |  | EA | 0% | 1 |  | 0 |  | 0 |  | 0 | 0
347 |  |  |  | (10"x10") Supply Register -CFM: 180 -Material: Steel | 3 |  | EA | 0% | 3 |  | 0 |  | 0 |  | 0 | 0
348 |  |  |  | (10"x10") Supply Register -CFM: 200 -Material: Steel | 1 |  | EA | 0% | 1 |  | 0 |  | 0 |  | 0 | 0
349 |  |  |  | (8"x8") Supply Register -CFM: 80 -Material: Steel | 3 |  | EA | 0% | 3 |  | 0 |  | 0 |  | 0 | 0
350 |  |  |  | (8"x8") Supply Register -CFM: 160 -Material: Steel | 1 |  | EA | 0% | 1 |  | 0 |  | 0 |  | 0 | 0
351 |  |  |  | (8"x8") Supply Register -CFM: 130 -Material: Steel | 3 |  | EA | 0% | 3 |  | 0 |  | 0 |  | 0 | 0
352 |  |  |  | (12"x12") Supply Register -CFM: 380 -Material: Aluminum | 1 |  | EA | 0% | 1 |  | 0 |  | 0 |  | 0 | 0
353 |  |  |  | (12"x12") Supply Register -CFM: 350 -Material: Aluminum | 1 |  | EA | 0% | 1 |  | 0 |  | 0 |  | 0 | 0
354 |  |  |  | (10"x10") Supply Register -CFM: 300 -Material: Aluminum | 1 |  | EA | 0% | 1 |  | 0 |  | 0 |  | 0 | 0
355 |  |  |  | (10"x10") Supply Register -CFM: 350 -Material: Aluminum | 1 |  | EA | 0% | 1 |  | 0 |  | 0 |  | 0 | 0
356 |  |  |  | (8"x8") Supply Register -CFM: 120 -Material: Aluminum | 1 |  | EA | 0% | 1 |  | 0 |  | 0 |  | 0 | 0
357 |  |  |  | (8"x8") Supply Register -CFM: 160 -Material: Aluminum | 1 |  | EA | 0% | 1 |  | 0 |  | 0 |  | 0 | 0
358 |  |  |  | (10"x10") Supply Register -CFM: 250 -Material: Aluminum | 2 |  | EA | 0% | 2 |  | 0 |  | 0 |  | 0 | 0
Damper
359 | M-102 |  |  | Manual Balance Damper | 17 |  | EA | 0% | 17 |  | 0 |  | 0 |  | 0 | 0
360 |  |  |  | (10"x10") Variable Air Volume Terminal Box | 3 |  | EA | 0% | 3 |  | 0 |  | 0 |  | 0 | 0
361 |  |  |  | (10"x8") Variable Air Volume Terminal Box | 1 |  | EA | 0% | 1 |  | 0 |  | 0 |  | 0 | 0
362 |  |  |  | (12"x6") Variable Air Volume Terminal Box | 1 |  | EA | 0% | 1 |  | 0 |  | 0 |  | 0 | 0
363 |  |  |  | (12"x8") Variable Air Volume Terminal Box | 2 |  | EA | 0% | 2 |  | 0 |  | 0 |  | 0 | 0
364 |  |  |  | (12"x10") Variable Air Volume Terminal Box | 3 |  | EA | 0% | 3 |  | 0 |  | 0 |  | 0 | 0
365 |  |  |  | (14"x6") Variable Air Volume Terminal Box | 1 |  | EA | 0% | 1 |  | 0 |  | 0 |  | 0 | 0
366 |  |  |  | (14"x4") Constant Air Volume Terminal Box | 2 |  | EA | 0% | 2 |  | 0 |  | 0 |  | 0 | 0
367 |  |  |  | (12"x8") Constant Air Volume Terminal Box | 1 |  | EA | 0% | 1 |  | 0 |  | 0 |  | 0 | 0
Return Duct
368 | M-102 |  |  | (78"x22") Return Duct | 5 |  | LF | 0% | 5 |  | 0 |  | 0 |  | 0 | 0
369 |  |  |  | (32"x26") Return Duct | 3 |  | LF | 0% | 3 |  | 0 |  | 0 |  | 0 | 0
370 |  |  |  | (30"x20") Return Duct | 14 |  | LF | 0% | 14 |  | 0 |  | 0 |  | 0 | 0
371 |  |  |  | (22"x20") Return Duct | 37 |  | LF | 0% | 37 |  | 0 |  | 0 |  | 0 | 0
372 |  |  |  | (22"x16") Return Duct | 11 |  | LF | 0% | 11 |  | 0 |  | 0 |  | 0 | 0
373 |  |  |  | (20"x14") Return Duct | 3 |  | LF | 0% | 3 |  | 0 |  | 0 |  | 0 | 0
374 |  |  |  | (18"x16") Return Duct | 25 |  | LF | 0% | 25 |  | 0 |  | 0 |  | 0 | 0
375 |  |  |  | (18"x12") Return Duct | 20 |  | LF | 0% | 20 |  | 0 |  | 0 |  | 0 | 0
376 |  |  |  | (14"x12") Return Duct | 31 |  | LF | 0% | 31 |  | 0 |  | 0 |  | 0 | 0
377 |  |  |  | (14"x10") Return Duct | 15 |  | LF | 0% | 15 |  | 0 |  | 0 |  | 0 | 0
378 |  |  |  | (14"x8") Return Duct | 34 |  | LF | 0% | 34 |  | 0 |  | 0 |  | 0 | 0
379 |  |  |  | (14"x6") Return Duct | 82 |  | LF | 0% | 82 |  | 0 |  | 0 |  | 0 | 0
380 |  |  |  | (12"x8") Return Duct | 9 |  | LF | 0% | 9 |  | 0 |  | 0 |  | 0 | 0
381 |  |  |  | (12"x4") Return Duct | 11 |  | LF | 0% | 11 |  | 0 |  | 0 |  | 0 | 0
382 |  |  |  | (10"x6") Return Duct | 26 |  | LF | 0% | 26 |  | 0 |  | 0 |  | 0 | 0
383 |  |  |  | (10"x4") Return Duct | 13 |  | LF | 0% | 13 |  | 0 |  | 0 |  | 0 | 0
Connections
Bend/ Elbow
384 | M-102 |  |  | (22"x20") 45D Bend | 2 |  | EA | 0% | 2 |  | 0 |  | 0 |  | 0 | 0
385 |  |  |  | (14"x10") 45D Bend | 2 |  | EA | 0% | 2 |  | 0 |  | 0 |  | 0 | 0
386 |  |  |  | (14"x6") 45D Bend | 2 |  | EA | 0% | 2 |  | 0 |  | 0 |  | 0 | 0
387 |  |  |  | (18"x12") 45D Bend | 2 |  | EA | 0% | 2 |  | 0 |  | 0 |  | 0 | 0
388 |  |  |  | (10"x4") 45D Bend | 2 |  | EA | 0% | 2 |  | 0 |  | 0 |  | 0 | 0
389 |  |  |  | (30"x20") Rectangular Elbow W/ Turning Vanes | 1 |  | EA | 0% | 1 |  | 0 |  | 0 |  | 0 | 0
390 |  |  |  | (22"x20") Rectangular Elbow W/ Turning Vanes | 1 |  | EA | 0% | 1 |  | 0 |  | 0 |  | 0 | 0
391 |  |  |  | (14"x10") Rectangular Elbow W/ Turning Vanes | 1 |  | EA | 0% | 1 |  | 0 |  | 0 |  | 0 | 0
392 |  |  |  | (12"x8") Rectangular Elbow W/ Turning Vanes | 1 |  | EA | 0% | 1 |  | 0 |  | 0 |  | 0 | 0
393 |  |  |  | (10"x6") Rectangular Elbow W/ Turning Vanes | 1 |  | EA | 0% | 1 |  | 0 |  | 0 |  | 0 | 0
394 |  |  |  | (10"x4") Rectangular Elbow W/ Turning Vanes | 1 |  | EA | 0% | 1 |  | 0 |  | 0 |  | 0 | 0
395 |  |  |  | (18"x16") Rectangular Elbow W/ Turning Vanes | 1 |  | EA | 0% | 1 |  | 0 |  | 0 |  | 0 | 0
396 |  |  |  | (14"x8") Rectangular Elbow W/ Turning Vanes | 1 |  | EA | 0% | 1 |  | 0 |  | 0 |  | 0 | 0
397 |  |  |  | (14"x6") Rectangular Elbow W/ Turning Vanes | 5 |  | EA | 0% | 5 |  | 0 |  | 0 |  | 0 | 0
398 |  |  |  | (14"x12") Rectangular Elbow W/ Turning Vanes | 1 |  | EA | 0% | 1 |  | 0 |  | 0 |  | 0 | 0
399 |  |  |  | (12"x4") Rectangular Elbow W/ Turning Vanes | 1 |  | EA | 0% | 1 |  | 0 |  | 0 |  | 0 | 0
Tee
400 | M-102 |  |  | (30"x20") To (20"x14") Tee | 1 |  | EA | 0% | 1 |  | 0 |  | 0 |  | 0 | 0
401 |  |  |  | (22"x20") To (14"x10") Tee | 1 |  | EA | 0% | 1 |  | 0 |  | 0 |  | 0 | 0
402 |  |  |  | (22"x20") To (10"x6") Tee | 1 |  | EA | 0% | 1 |  | 0 |  | 0 |  | 0 | 0
403 |  |  |  | (22"x20") To (12"x8") Tee | 1 |  | EA | 0% | 1 |  | 0 |  | 0 |  | 0 | 0
404 |  |  |  | (22"x16") To (14"x6") Tee | 1 |  | EA | 0% | 1 |  | 0 |  | 0 |  | 0 | 0
405 |  |  |  | (18"x16") To (14"x6") Tee | 2 |  | EA | 0% | 2 |  | 0 |  | 0 |  | 0 | 0
406 |  |  |  | (14"x10") To (12"x8") Tee | 1 |  | EA | 0% | 1 |  | 0 |  | 0 |  | 0 | 0
407 |  |  |  | (18"x12") To (14"x8") Tee | 1 |  | EA | 0% | 1 |  | 0 |  | 0 |  | 0 | 0
408 |  |  |  | (14"x8") To (10"x4") Tee | 1 |  | EA | 0% | 1 |  | 0 |  | 0 |  | 0 | 0
409 |  |  |  | (14"x12") To (14"x6") Tee | 1 |  | EA | 0% | 1 |  | 0 |  | 0 |  | 0 | 0
410 |  |  |  | (14"x12") To (12"x4") Tee | 1 |  | EA | 0% | 1 |  | 0 |  | 0 |  | 0 | 0
411 |  |  |  | (14"x8") To (12"x4") Tee | 1 |  | EA | 0% | 1 |  | 0 |  | 0 |  | 0 | 0
412 |  |  |  | (14"x8") To (14"x6") Tee | 1 |  | EA | 0% | 1 |  | 0 |  | 0 |  | 0 | 0
413 |  |  |  | (10"x6") To (10"x4") Tee | 1 |  | EA | 0% | 1 |  | 0 |  | 0 |  | 0 | 0
Transition
414 | M-102 |  |  | (78"x22") To (30"x20") Transition | 1 |  | EA | 0% | 1 |  | 0 |  | 0 |  | 0 | 0
415 |  |  |  | (32"x26") To (20"x14") Transition | 1 |  | EA | 0% | 1 |  | 0 |  | 0 |  | 0 | 0
416 |  |  |  | (30"x20") To (22"x20") Transition | 1 |  | EA | 0% | 1 |  | 0 |  | 0 |  | 0 | 0
417 |  |  |  | (22"x20") To (22"x16") Transition | 1 |  | EA | 0% | 1 |  | 0 |  | 0 |  | 0 | 0
418 |  |  |  | (22"x16") To (18"x16") Transition | 1 |  | EA | 0% | 1 |  | 0 |  | 0 |  | 0 | 0
419 |  |  |  | (18"x16") To (18"x12") Transition | 1 |  | EA | 0% | 1 |  | 0 |  | 0 |  | 0 | 0
420 |  |  |  | (18"x12") To (14"x12") Transition | 1 |  | EA | 0% | 1 |  | 0 |  | 0 |  | 0 | 0
421 |  |  |  | (14"x12") To (14"x8") Transition | 1 |  | EA | 0% | 1 |  | 0 |  | 0 |  | 0 | 0
Register
422 | M-101 |  |  | (12"x12") Return Register -CFM: 285 -Material: Steel | 4 |  | EA | 0% | 4 |  | 0 |  | 0 |  | 0 | 0
423 |  |  |  | (10"x10") Return Register -CFM: 180 -Material: Steel | 1 |  | EA | 0% | 1 |  | 0 |  | 0 |  | 0 | 0
424 |  |  |  | (10"x10") Return Register -CFM: 170 -Material: Steel | 1 |  | EA | 0% | 1 |  | 0 |  | 0 |  | 0 | 0
425 |  |  |  | (8"x8") Return Register -CFM: 80 -Material: Steel | 1 |  | EA | 0% | 1 |  | 0 |  | 0 |  | 0 | 0
426 |  |  |  | (12"x12") Return Register -CFM: 330 -Material: Aluminum | 1 |  | EA | 0% | 1 |  | 0 |  | 0 |  | 0 | 0
427 |  |  |  | (12"x12") Return Register -CFM: 360 -Material: Aluminum | 1 |  | EA | 0% | 1 |  | 0 |  | 0 |  | 0 | 0
428 |  |  |  | (10"x10") Return Register -CFM: 285 -Material: Aluminum | 1 |  | EA | 0% | 1 |  | 0 |  | 0 |  | 0 | 0
429 |  |  |  | (10"x10") Return Register -CFM: 330 -Material: Aluminum | 1 |  | EA | 0% | 1 |  | 0 |  | 0 |  | 0 | 0
430 |  |  |  | (8"x8") Return Register -CFM: 115 -Material: Aluminum | 1 |  | EA | 0% | 1 |  | 0 |  | 0 |  | 0 | 0
431 |  |  |  | (8"x8") Return Register -CFM: 80 -Material: Aluminum | 1 |  | EA | 0% | 1 |  | 0 |  | 0 |  | 0 | 0
432 |  |  |  | (10"x10") Transfer Register -Material: Steel | 2 |  | EA | 0% | 2 |  | 0 |  | 0 |  | 0 | 0
433 |  |  |  | (12"x12") Transfer Register -Material: Steel | 2 |  | EA | 0% | 2 |  | 0 |  | 0 |  | 0 | 0
Damper
434 | M-102 |  |  | Manual Balance Damper | 14 |  | EA | 0% | 14 |  | 0 |  | 0 |  | 0 | 0
435 |  |  |  | (20"x14") Motorized Damper | 1 |  | EA | 0% | 1 |  | 0 |  | 0 |  | 0 | 0
436 |  |  |  | (30"x20") Motorized Damper | 1 |  | EA | 0% | 1 |  | 0 |  | 0 |  | 0 | 0
437 |  |  |  | (10"x8") Motorized Damper | 1 |  | EA | 0% | 1 |  | 0 |  | 0 |  | 0 | 0
438 |  |  |  | (8"x8") Motorized Damper | 1 |  | EA | 0% | 1 |  | 0 |  | 0 |  | 0 | 0
|  |  | 23 35 19.00 20 | INDUSTRIAL VENTILATION AND EXHAUST
Exhaust Duct
439 | M-102 |  |  | (32"x26") Exhaust Duct | 2 |  | LF | 0% | 2 |  | 0 |  | 0 |  | 0 | 0
440 |  |  |  | (24"x16") Exhaust Duct | 2 |  | LF | 0% | 2 |  | 0 |  | 0 |  | 0 | 0
441 |  |  |  | (18"x18") Exhaust Duct | 3 |  | LF | 0% | 3 |  | 0 |  | 0 |  | 0 | 0
442 |  |  |  | (18"x12") Exhaust Duct | 26 |  | LF | 0% | 26 |  | 0 |  | 0 |  | 0 | 0
443 |  |  |  | (16"x16") Exhaust Duct | 4 |  | LF | 0% | 4 |  | 0 |  | 0 |  | 0 | 0
444 |  |  |  | (12"x12") Exhaust Duct | 29 |  | LF | 0% | 29 |  | 0 |  | 0 |  | 0 | 0
445 |  |  |  | (12"x8") Exhaust Duct | 17 |  | LF | 0% | 17 |  | 0 |  | 0 |  | 0 | 0
446 |  |  |  | (12"x6") Exhaust Duct | 15 |  | LF | 0% | 15 |  | 0 |  | 0 |  | 0 | 0
447 |  |  |  | (10"x12") Exhaust Duct | 17 |  | LF | 0% | 17 |  | 0 |  | 0 |  | 0 | 0
448 |  |  |  | (10"x8") Exhaust Duct | 17 |  | LF | 0% | 17 |  | 0 |  | 0 |  | 0 | 0
449 |  |  |  | (10"x6") Exhaust Duct | 28 |  | LF | 0% | 28 |  | 0 |  | 0 |  | 0 | 0
450 |  |  |  | (10"x4") Exhaust Duct | 8 |  | LF | 0% | 8 |  | 0 |  | 0 |  | 0 | 0
451 |  |  |  | (8"x8") Exhaust Duct | 68 |  | LF | 0% | 68 |  | 0 |  | 0 |  | 0 | 0
452 |  |  |  | (8"x6") Exhaust Duct | 24 |  | LF | 0% | 24 |  | 0 |  | 0 |  | 0 | 0
453 |  |  |  | (8"x4") Exhaust Duct | 31 |  | LF | 0% | 31 |  | 0 |  | 0 |  | 0 | 0
454 |  |  |  | (4" Dia) Dryer Vent | 40 |  | LF | 0% | 40 |  | 0 |  | 0 |  | 0 | 0
Connections
Bend/ Elbow
455 | M-102 |  |  | (18"x12") 30D Bend | 2 |  | EA | 0% | 2 |  | 0 |  | 0 |  | 0 | 0
456 |  |  |  | (8"x8") 45D Bend | 2 |  | EA | 0% | 2 |  | 0 |  | 0 |  | 0 | 0
457 |  |  |  | (10"x6") 90D Bend | 2 |  | EA | 0% | 2 |  | 0 |  | 0 |  | 0 | 0
458 |  |  |  | (8"x4") 90D Bend | 2 |  | EA | 0% | 2 |  | 0 |  | 0 |  | 0 | 0
459 |  |  |  | (18"x12") Rectangular Elbow W/ Turning Vanes | 1 |  | EA | 0% | 1 |  | 0 |  | 0 |  | 0 | 0
460 |  |  |  | (8"x8") Rectangular Elbow W/ Turning Vanes | 4 |  | EA | 0% | 4 |  | 0 |  | 0 |  | 0 | 0
461 |  |  |  | (10"x12") Rectangular Elbow W/ Turning Vanes | 1 |  | EA | 0% | 1 |  | 0 |  | 0 |  | 0 | 0
462 |  |  |  | (12"x12") Rectangular Elbow W/ Turning Vanes | 1 |  | EA | 0% | 1 |  | 0 |  | 0 |  | 0 | 0
463 |  |  |  | (8"x6") Rectangular Elbow W/ Turning Vanes | 3 |  | EA | 0% | 3 |  | 0 |  | 0 |  | 0 | 0
464 |  |  |  | (10"x6") Rectangular Elbow W/ Turning Vanes | 1 |  | EA | 0% | 1 |  | 0 |  | 0 |  | 0 | 0
Tee
465 | M-102 |  |  | (18"x18") To (12"x12") Tee | 1 |  | EA | 0% | 1 |  | 0 |  | 0 |  | 0 | 0
466 |  |  |  | (18"x18") To (10"x12") Tee | 1 |  | EA | 0% | 1 |  | 0 |  | 0 |  | 0 | 0
467 |  |  |  | (12"x6") To (10"x12") Tee | 1 |  | EA | 0% | 1 |  | 0 |  | 0 |  | 0 | 0
468 |  |  |  | (10"x12") To (10"x4") Tee | 1 |  | EA | 0% | 1 |  | 0 |  | 0 |  | 0 | 0
469 |  |  |  | (10"x8") To (10"x4") Tee | 2 |  | EA | 0% | 2 |  | 0 |  | 0 |  | 0 | 0
470 |  |  |  | (12"x12") To (12"x6") Tee | 1 |  | EA | 0% | 1 |  | 0 |  | 0 |  | 0 | 0
471 |  |  |  | (12"x12") To (10"x6") Tee | 1 |  | EA | 0% | 1 |  | 0 |  | 0 |  | 0 | 0
472 |  |  |  | (12"x8") To (10"x6") Tee | 2 |  | EA | 0% | 2 |  | 0 |  | 0 |  | 0 | 0
473 |  |  |  | (8"x6") To (8"x6") Tee | 1 |  | EA | 0% | 1 |  | 0 |  | 0 |  | 0 | 0
474 |  |  |  | (8"x6") To (8"x4") Tee | 1 |  | EA | 0% | 1 |  | 0 |  | 0 |  | 0 | 0
Transition
475 | M-102 |  |  | (32"x26") To (18"x12") Transition | 1 |  | EA | 0% | 1 |  | 0 |  | 0 |  | 0 | 0
476 |  |  |  | (32"x26") To (8"x8") Transition | 1 |  | EA | 0% | 1 |  | 0 |  | 0 |  | 0 | 0
477 |  |  |  | (18"x18") To (18"x12") Transition | 1 |  | EA | 0% | 1 |  | 0 |  | 0 |  | 0 | 0
478 |  |  |  | (10"x12") To (10"x8") Transition | 1 |  | EA | 0% | 1 |  | 0 |  | 0 |  | 0 | 0
479 |  |  |  | (12"x12") To (12"x8") Transition | 1 |  | EA | 0% | 1 |  | 0 |  | 0 |  | 0 | 0
480 |  |  |  | (10"x6") To (8"x6") Transition | 1 |  | EA | 0% | 1 |  | 0 |  | 0 |  | 0 | 0
481 |  |  |  | (24"x16") To (8"x8") Transition | 2 |  | EA | 0% | 2 |  | 0 |  | 0 |  | 0 | 0
482 |  |  |  | (12"x6") To (8"x8") Transition | 2 |  | EA | 0% | 2 |  | 0 |  | 0 |  | 0 | 0
Register
483 | M-101 |  |  | (10"x10") Exhaust Register -CFM: 180 -Material: Steel | 1 |  | EA | 0% | 1 |  | 0 |  | 0 |  | 0 | 0
484 |  |  |  | (10"x10") Exhaust Register -CFM: 190 -Material: Steel | 1 |  | EA | 0% | 1 |  | 0 |  | 0 |  | 0 | 0
485 |  |  |  | (8"x8") Exhaust Register -CFM: 125 -Material: Steel | 2 |  | EA | 0% | 2 |  | 0 |  | 0 |  | 0 | 0
486 |  |  |  | (8"x8") Exhaust Register -CFM: 85 -Material: Steel | 3 |  | EA | 0% | 3 |  | 0 |  | 0 |  | 0 | 0
487 |  |  |  | (8"x8") Exhaust Register -CFM: 135 -Material: Steel | 3 |  | EA | 0% | 3 |  | 0 |  | 0 |  | 0 | 0
488 |  |  |  | (6"x6") Exhaust Register -CFM: 75 -Material: Steel | 1 |  | EA | 0% | 1 |  | 0 |  | 0 |  | 0 | 0
489 |  |  |  | (6"x6") Exhaust Register -CFM: 75 -Material: Aluminum | 1 |  | EA | 0% | 1 |  | 0 |  | 0 |  | 0 | 0
490 |  |  |  | (10"x10") Exhaust Register -CFM: 250 -Material: Aluminum | 2 |  | EA | 0% | 2 |  | 0 |  | 0 |  | 0 | 0
Damper
491 | M-102 |  |  | Manual Balance Damper | 10 |  | EA | 0% | 10 |  | 0 |  | 0 |  | 0 | 0
492 |  |  |  | Backdraft Damper | 2 |  | EA | 0% | 2 |  | 0 |  | 0 |  | 0 | 0
493 |  |  |  | (18"x12") Motorized Damper | 1 |  | EA | 0% | 1 |  | 0 |  | 0 |  | 0 | 0
494 |  |  |  | (8"x8") Motorized Damper | 1 |  | EA | 0% | 1 |  | 0 |  | 0 |  | 0 | 0
|  |  | 23 09 00 | INSTRUMENTATION AND CONTROL FOR HVAC
Connections
495 | M-102 |  |  | Duct Mounted Temperature Sensor | 5 |  | EA | 0% | 5 |  | 0 |  | 0 |  | 0 | 0
496 |  |  |  | Temperature Sensor | 9 |  | EA | 0% | 9 |  | 0 |  | 0 |  | 0 | 0
497 |  |  |  | Duct Mounted Smoke Detector | 1 |  | EA | 0% | 1 |  | 0 |  | 0 |  | 0 | 0
498 |  |  |  | Thermostat | 1 |  | EA | 0% | 1 |  | 0 |  | 0 |  | 0 | 0
499 |  |  |  | Humidistat | 1 |  | EA | 0% | 1 |  | 0 |  | 0 |  | 0 | 0
500 |  |  |  | Emergency Shut-Off Switch | 1 |  | EA | 0% | 1 |  | 0 |  | 0 |  | 0 | 0
501 |  |  |  | Differential Pressure Sensor | 1 |  | EA | 0% | 1 |  | 0 |  | 0 |  | 0 | 0
|  |  | 23 09 13 | INSTRUMENTATION AND CONTROL DEVICES FOR HVAC
502 | M-102 | M-601 |  | HS-1 -Hydraulic Separator | 1 |  | EA | 0% | 1 |  | 0 |  | 0 |  | 0 | 0
503 |  | M-601 |  | CFF-1 -Chemical Filter Feeder -Capacity: 2 Gal | 1 |  | EA | 0% | 1 |  | 0 |  | 0 |  | 0 | 0
504 |  | M-602 |  | HUM-1 -Duct Humidifier -Steam Capacity: 25.5 Lbs./Hr. -Heating Airflow: 3265 CFM | 2 |  | EA | 0% | 2 |  | 0 |  | 0 |  | 0 | 0
505 |  | M-601 |  | ET-1 -Expansion Tank -Capacity: 5.3 Gal | 1 |  | EA | 0% | 1 |  | 0 |  | 0 |  | 0 | 0
|  |  | 23 21 23 | HYDRONIC PUMPS
506 | M-401 | M-601 |  | BP-1 -Hot Water Primary Pump -Flow: 14 GPM | 1 |  | EA | 0% | 1 |  | 0 |  | 0 |  | 0 | 0
507 |  |  |  | BP-2 -Hot Water Primary Pump -Flow: 14 GPM | 1 |  | EA | 0% | 1 |  | 0 |  | 0 |  | 0 | 0
508 |  |  |  | HWP-1 -Hot Water Secondary Pump -Flow: 20 GPM | 1 |  | EA | 0% | 1 |  | 0 |  | 0 |  | 0 | 0
509 |  |  |  | HWP-2 -Hot Water Secondary Pump -Flow: 20 GPM | 1 |  | EA | 0% | 1 |  | 0 |  | 0 |  | 0 | 0
|  |  | 23 23 00 | REFRIGERANT PIPING
510 | M-103 |  |  | Refrigerant Liquid Pipe | 184 |  | LF | 0% | 184 |  | 0 |  | 0 |  | 0 | 0
511 |  |  |  | Refrigerant Sucking Pipe | 186 |  | LF | 0% | 186 |  | 0 |  | 0 |  | 0 | 0
|  |  | 23 52 00 | HEATING BOILERS
512 | M-401 | M-601 |  | B-1 -Boiler -Capacity: 155 MBH | 1 |  | EA | 0% | 1 |  | 0 |  | 0 |  | 0 | 0
513 |  |  |  | B-2 -Boiler -Capacity: 155 MBH | 1 |  | EA | 0% | 1 |  | 0 |  | 0 |  | 0 | 0
|  |  | 23 74 33.00 40 | PACKAGED, OUTDOOR, HEATING AND COOLING MAKEUP AIR-CONDITIONERS
514 | M-102 | M-601 |  | AHU-01 -Air Handling Unit -Airflow: 4200 CFM | 1 |  | EA | 0% | 1 |  | 0 |  | 0 |  | 0 | 0
515 |  | M-602 |  | EF-1 -Exhaust Fan -Airflow: 1030 CFM -Fan RPM: 1675 | 1 |  | EA | 0% | 1 |  | 0 |  | 0 |  | 0 | 0
516 |  |  |  | EF-2 -Exhaust Fan -Airflow: 150 CFM -Fan RPM: 1400 | 1 |  | EA | 0% | 1 |  | 0 |  | 0 |  | 0 | 0
517 |  |  |  | EF-3 -Exhaust Fan -Airflow: 250 CFM -Fan RPM: 1384 | 1 |  | EA | 0% | 1 |  | 0 |  | 0 |  | 0 | 0
518 |  |  |  | EF-4 -Exhaust Fan -Airflow: 125 CFM -Fan RPM: 1225 | 1 |  | EA | 0% | 1 |  | 0 |  | 0 |  | 0 | 0
519 |  |  |  | EF-5 -Exhaust Fan -Airflow: 125 CFM -Fan RPM: 1225 | 1 |  | EA | 0% | 1 |  | 0 |  | 0 |  | 0 | 0
520 |  |  |  | SF-1 -Exhaust Fan -Airflow: 250 CFM -Fan RPM: 1384 | 1 |  | EA | 0% | 1 |  | 0 |  | 0 |  | 0 | 0
521 |  | M-601 |  | CU-1 -Condensing Unit -Capacity: 20 Ton | 1 |  | EA | 0% | 1 |  | 0 |  | 0 |  | 0 | 0
522 |  |  |  | CU-2 -Condensing Unit | 1 |  | EA | 0% | 1 |  | 0 |  | 0 |  | 0 | 0
523 |  | M-601 |  | GMU-1 -Glycol Makeup Unit -Volume: 55 GAL | 1 |  | EA | 0% | 1 |  | 0 |  | 0 |  | 0 | 0
|  |  | 23 82 00.00 20 | TERMINAL HEATING UNITS
524 | M-401 | M-602 |  | UH-1 -Hot Water Unit Heater -Airflow: 245 CFM -Capacity: 6.3 MBH | 1 |  | EA | 0% | 1 |  | 0 |  | 0 |  | 0 | 0
525 |  |  |  | UH-2 -Hot Water Unit Heater -Airflow: 245 CFM -Capacity: 6.3 MBH | 1 |  | EA | 0% | 1 |  | 0 |  | 0 |  | 0 | 0
526 | M-102 |  |  | UH-3 -Hot Water Unit Heater -Airflow: 245 CFM -Capacity: 6.3 MBH | 1 |  | EA | 0% | 1 |  | 0 |  | 0 |  | 0 | 0
527 | M-101 | M-602 |  | HP-1 -Heat Pump Unit -Airflow: 775 CFM | 1 |  | EA | 0% | 1 |  | 0 |  | 0 |  | 0 | 0
528 |  | M-602 |  | EUH-1 -Electrical Unit Heater -Airflow: 175 CFM -Capacity: 5.1 MBH | 1 |  | EA | 0% | 1 |  | 0 |  | 0 |  | 0 | 0
|  |  | 23 05 15 | COMMON PIPING FOR HVAC
Hot Water Pipe
529 | M-103 |  |  | (1-1/2" Dia) Hot Water Supply Pipe | 81 |  | LF | 0% | 81 |  | 0 |  | 0 |  | 0 | 0
530 |  |  |  | (1" Dia) Hot Water Supply Pipe | 166 |  | LF | 0% | 166 |  | 0 |  | 0 |  | 0 | 0
531 |  |  |  | (3/4" Dia) Hot Water Supply Pipe | 22 |  | LF | 0% | 22 |  | 0 |  | 0 |  | 0 | 0
532 |  |  |  | (1-1/2" Dia) Hot Water Return Pipe | 101 |  | LF | 0% | 101 |  | 0 |  | 0 |  | 0 | 0
533 |  |  |  | (1" Dia) Hot Water Return Pipe | 143 |  | LF | 0% | 143 |  | 0 |  | 0 |  | 0 | 0
534 |  |  |  | (3/4" Dia) Hot Water Return Pipe | 16 |  | LF | 0% | 16 |  | 0 |  | 0 |  | 0 | 0
Condensate Pipe
535 |  |  |  | (1" Dia) Condensate Drain Pipe | 8 |  | LF | 0% | 8 |  | 0 |  | 0 |  | 0 | 0
536 |  |  |  | (3/4" Dia) Condensate Drain Pipe | 9 |  | LF | 0% | 9 |  | 0 |  | 0 |  | 0 | 0
537 |  |  |  | (1-1/2" Dia) Steam Pipe | 40 |  | LF | 0% | 40 |  | 0 |  | 0 |  | 0 | 0
|  |  |  | DIVISION 26 - ELECTRICAL | [12 empty] | 0
|  |  | 26 12 19.10 | THREE-PHASE, LIQUID-FILLED PAD-MOUNTED TRANSFORMERS
538 | ES401 |  |  | Pad-Mounted Service Transformer - 112.5 KVA, 208Y/120V, 3 Phase | 1 |  | EA | 0% | 1 |  | 0 |  | 0 |  | 0 | 0
|  |  | 26 20 00 | INTERIOR DISTRIBUTION SYSTEM
Power
Ground Floor
539 | EP101 EP401 | E-001 |  | GFI/WP Recessed Duplex Receptacle | 4 |  | EA | 0% | 4 |  | 0 |  | 0 |  | 0 | 0
540 |  |  |  | Recessed Duplex Receptacle | 38 |  | EA | 0% | 38 |  | 0 |  | 0 |  | 0 | 0
541 |  |  |  | GFI Recessed Duplex Receptacle | 11 |  | EA | 0% | 11 |  | 0 |  | 0 |  | 0 | 0
542 |  |  |  | Vandal-Proof GFCI Combination Receptacle | 14 |  | EA | 0% | 14 |  | 0 |  | 0 |  | 0 | 0
543 |  |  |  | Special Receptacle | 1 |  | EA | 0% | 1 |  | 0 |  | 0 |  | 0 | 0
544 |  |  |  | Recessed Quad Receptacle | 8 |  | EA | 0% | 8 |  | 0 |  | 0 |  | 0 | 0
545 |  |  |  | Junction Box | 4 |  | EA | 0% | 4 |  | 0 |  | 0 |  | 0 | 0
546 |  |  |  | Generator Remote Annunciator | 1 |  | EA | 0% | 1 |  | 0 |  | 0 |  | 0 | 0
547 |  |  |  | Toggle Switch | 1 |  | EA | 0% | 1 |  | 0 |  | 0 |  | 0 | 0
548 |  |  |  | Surface Quad Receptacle | 4 |  | EA | 0% | 4 |  | 0 |  | 0 |  | 0 | 0
549 |  |  |  | PP1 225A, 120/208 Wye, 3 Phase, 4 Wire, Panel Board | 1 |  | EA | 0% | 1 |  | 0 |  | 0 |  | 0 | 0
550 |  |  |  | PP2 225A, 120/208 Wye, 3 Phase, 4 Wire, Panel Board | 1 |  | EA | 0% | 1 |  | 0 |  | 0 |  | 0 | 0
551 |  |  |  | CR 125A, 120/208 Wye, 3 Phase, 4 Wire, Panel Board | 1 |  | EA | 0% | 1 |  | 0 |  | 0 |  | 0 | 0
552 |  |  |  | Uninterruptible Power Supply - 3KVA, 120V, 1 PH, 6 Hour Rum Time | 1 |  | EA | 0% | 1 |  | 0 |  | 0 |  | 0 | 0
553 |  |  |  | MDP 400 A, 120/208 Wye, 3 PH, 4 Wire Distribution Board | 1 |  | EA | 0% | 1 |  | 0 |  | 0 |  | 0 | 0
554 |  |  |  | Automatic Transfer Switch 400 A | 1 |  | EA | 0% | 1 |  | 0 |  | 0 |  | 0 | 0
555 |  |  |  | Surge Protective Device | 4 |  | EA | 0% | 4 |  | 0 |  | 0 |  | 0 | 0
556 |  |  |  | Digital Meter | 1 |  | EA | 0% | 1 |  | 0 |  | 0 |  | 0 | 0
557 |  |  |  | Neutral Connection To Ground | 1 |  | EA | 0% | 1 |  | 0 |  | 0 |  | 0 | 0
558 |  |  |  | Photocell | 1 |  | EA | 0% | 1 |  | 0 |  | 0 |  | 0 | 0
559 |  |  |  | Touchscreen Lighting Control Panel - Master | 1 |  | EA | 0% | 1 |  | 0 |  | 0 |  | 0 | 0
560 |  |  |  | Touchscreen Lighting Control Panel - Secondary | 1 |  | EA | 0% | 1 |  | 0 |  | 0 |  | 0 | 0
Mechanical Power
Ground Floor
561 | EP102 EP401 | E-001 |  | Junction Box | 2 |  | EA | 0% | 2 |  | 0 |  | 0 |  | 0 | 0
562 |  |  |  | Weatherproof Disconnect Switch | 2 |  | EA | 0% | 2 |  | 0 |  | 0 |  | 0 | 0
563 |  |  |  | Disconnect Switch | 7 |  | EA | 0% | 7 |  | 0 |  | 0 |  | 0 | 0
564 |  |  |  | SG-1 Branch Circuit | 1 |  | EA | 0% | 1 |  | 0 |  | 0 |  | 0 | 0
565 |  |  |  | Motor-Rated Switch | 7 |  | EA | 0% | 7 |  | 0 |  | 0 |  | 0 | 0
566 |  |  |  | Adjustable Speed Drive | 2 |  | EA | 0% | 2 |  | 0 |  | 0 |  | 0 | 0
Attic
567 | EP201 | E-001 |  | Motor-Rated Switch | 14 |  | EA | 0% | 14 |  | 0 |  | 0 |  | 0 | 0
568 |  |  |  | Disconnect Switch | 17 |  | EA | 0% | 17 |  | 0 |  | 0 |  | 0 | 0
569 |  |  |  | GFI/WP Recessed Duplex Receptacle | 3 |  | EA | 0% | 3 |  | 0 |  | 0 |  | 0 | 0
570 |  |  |  | Adjustable Speed Drive | 1 |  | EA | 0% | 1 |  | 0 |  | 0 |  | 0 | 0
|  |  | 26 32 15.00 | ENGINE-GENERATOR SET STATIONARY 15-2500 KW, WITH AUXILIARIES
571 | ES401 |  |  | Diesel Generator - 125 KW/156KVA, 208Y/120V, 3-PH, 4W | 1 |  | EA | 0% | 1 |  | 0 |  | 0 |  | 0 | 0
|  |  | 26 24 13 | SWITCHBOARDS
Ground Floor
572 | EL101 | E-001 |  | Toggle Switch | 12 |  | EA | 0% | 12 |  | 0 |  | 0 |  | 0 | 0
Attic
573 | EL102 | E-001 |  | Toggle Switch | 1 |  | EA | 0% | 1 |  | 0 |  | 0 |  | 0 | 0
|  |  | 26 41 00 | LIGHTNING PROTECTION SYSTEM
Grounding
Ground Floor
574 | EG101 | E-001 |  | (3/4" Dx10' ) Ground Rod | 17 |  | EA | 0% | 17 |  | 0 |  | 0 |  | 0 | 0
575 | EG101 |  |  | Ground Test Well (3/4"x10') Copper Clad Steel Ground Rod | 3 |  | EA | 0% | 3 |  | 0 |  | 0 |  | 0 | 0
576 | EG101 |  |  | Bolted Ground Connection 20' Bare Copper Ground Cable | 20 |  | EA | 0% | 20 |  | 0 |  | 0 |  | 0 | 0
577 | EG101 |  |  | Grounding Conductor | 553 |  | LF | 0% | 553 |  | 0 |  | 0 |  | 0 | 0
578 | EG101 |  |  | Down Conductor | 6 |  | EA | 0% | 6 |  | 0 |  | 0 |  | 0 | 0
579 | EG101 |  |  | Main Ground Busbar | 1 |  | EA | 0% | 1 |  | 0 |  | 0 |  | 0 | 0
Lighting Protection
580 | EG102 |  |  | Mount LPS Roof Conductors - Class 1 Aluminum Lighting Conductor | 477 |  | LF | 0% | 477 |  | 0 |  | 0 |  | 0 | 0
581 | EG102 |  |  | (1/2"x24") Air Terminal - Gently Tapered Solid Aluminum | 23 |  | EA | 0% | 23 |  | 0 |  | 0 |  | 0 | 0
582 | EG102 |  |  | Exothermic Welded Connection | 4 |  | EA | 0% | 4 |  | 0 |  | 0 |  | 0 | 0
|  |  | 26 51 00 | INTERIOR LIGHTING
Ground Floor
583 | EL101 |  |  | Electrical Wiring & Conduit Area | 4822 |  | SF | 0% | 4822 |  | 0 |  | 0 |  | 0 | 0
584 |  | EL601 |  | L1 (4' L) Led Fixture | 1 |  | EA | 0% | 1 |  | 0 |  | 0 |  | 0 | 0
585 |  |  |  | L1 (Emergency) (4' L) Led Fixture | 10 |  | EA | 0% | 10 |  | 0 |  | 0 |  | 0 | 0
586 |  |  |  | L2 (4' L) Led Fixture | 3 |  | EA | 0% | 3 |  | 0 |  | 0 |  | 0 | 0
587 |  |  |  | L2 (Emergency) (4' L) Led Fixture | 9 |  | EA | 0% | 9 |  | 0 |  | 0 |  | 0 | 0
588 |  |  |  | L3 (Emergency) (24"x24") Led Fixture | 1 |  | EA | 0% | 1 |  | 0 |  | 0 |  | 0 | 0
589 |  |  |  | L4 (4' L) Led Fixture | 8 |  | EA | 0% | 8 |  | 0 |  | 0 |  | 0 | 0
590 |  |  |  | L4 (Emergency) (4' L) Led Fixture | 11 |  | EA | 0% | 11 |  | 0 |  | 0 |  | 0 | 0
591 |  |  |  | L5 (4' L) Led Fixture | 2 |  | EA | 0% | 2 |  | 0 |  | 0 |  | 0 | 0
592 |  |  |  | L5 (Emergency) (4' L) Led Fixture | 3 |  | EA | 0% | 3 |  | 0 |  | 0 |  | 0 | 0
593 |  |  |  | L6 (Emergency) (8" D) Downlight Led Fixture | 5 |  | EA | 0% | 5 |  | 0 |  | 0 |  | 0 | 0
594 |  | E-001 |  | E1 Wall Exit Sign | 12 |  | EA | 0% | 12 |  | 0 |  | 0 |  | 0 | 0
Attic
595 | EL102 |  |  | Electrical Wiring & Conduit Area | 4517 |  | SF | 0% | 4517 |  | 0 |  | 0 |  | 0 | 0
596 |  | EL601 |  | L5 (Emergency) (4' L) Led Fixture | 18 |  | EA | 0% | 18 |  | 0 |  | 0 |  | 0 | 0
|  |  | 26 56 00 | EXTERIOR LIGHTING
597 | EG | EL601 |  | L7 (Emergency) (7"x17") Trapezoid Led Fixture | 14 |  | EA | 0% | 14 |  | 0 |  | 0 |  | 0 | 0
|  |  |  | DIVISION 27 - COMMUNICATIONS | [12 empty] | 0
Ground Floor
|  |  | 27 05 28.36 40 | CABLE TRAYS FOR COMMUNICATIONS SYSTEMS
598 | TN101 TN401 |  |  | (12" Wide) Basket Cable Tray W/ A# 4/0 AWG Ground Conductor W/ (3/4") Conduit | 138 |  | LF | 0% | 138 |  | 0 |  | 0 |  | 0 | 0
|  |  | 27 10 00 | BUILDING TELECOMMUNICATIONS CABLING SYSTEM
599 | TN101 | TN001 |  | 1W - Faceplate Data Outlet | 5 |  | EA | 0% | 5 |  | 0 |  | 0 |  | 0 | 0
600 | TN101 |  |  | 1 WJ - Faceplate Data Outlet | 1 |  | EA | 0% | 1 |  | 0 |  | 0 |  | 0 | 0
601 | TN101 |  |  | 2 - Faceplate Data Outlet | 4 |  | EA | 0% | 4 |  | 0 |  | 0 |  | 0 | 0
602 | TN101 |  |  | 3W - Faceplate Data Outlet | 2 |  | EA | 0% | 2 |  | 0 |  | 0 |  | 0 | 0
603 | TN101 |  |  | 4W - Faceplate Data Outlet | 2 |  | EA | 0% | 2 |  | 0 |  | 0 |  | 0 | 0
604 | TN101 |  |  | 5Ac - Faceplate Data Outlet | 1 |  | EA | 0% | 1 |  | 0 |  | 0 |  | 0 | 0
605 | TN101 |  |  | Wall Mounted CCTV System Monitors - Government Furnished & Installed | 8 |  | EA | 0% | 8 |  | 0 |  | 0 |  | 0 | 0
606 | TN101 |  |  | (2" Or 4" Conduit) Sleeves From Attic Down | 1 |  | EA | 0% | 1 |  | 0 |  | 0 |  | 0 | 0
607 | TN401 |  |  | Coaxial Enclosure & Cable Splitter - Cable Television | 1 |  | EA | 0% | 1 |  | 0 |  | 0 |  | 0 | 0
608 | TN401 |  |  | Network Video Recorder | 1 |  | EA | 0% | 1 |  | 0 |  | 0 |  | 0 | 0
609 | TN401 |  |  | Electronic Security System Panel | 1 |  | EA | 0% | 1 |  | 0 |  | 0 |  | 0 | 0
610 | TN401 |  |  | Battery | 1 |  | EA | 0% | 1 |  | 0 |  | 0 |  | 0 | 0
611 | TN401 |  |  | Fiber Optic Terminal Cabinet | 1 |  | EA | 0% | 1 |  | 0 |  | 0 |  | 0 | 0
612 | TN401 |  |  | Protected Entrance Terminal | 1 |  | EA | 0% | 1 |  | 0 |  | 0 |  | 0 | 0
613 | TN401 |  |  | Wall Mounted 110 Block | 1 |  | EA | 0% | 1 |  | 0 |  | 0 |  | 0 | 0
614 | TN401 |  |  | (4" Wx1-1/2" Thick) Primary Bonding Busbar | 1 |  | EA | 0% | 1 |  | 0 |  | 0 |  | 0 | 0
615 | TN401 |  |  | Uninterruptible Power Supply - 30 Minutes At 4200 W Back-Up Time | 1 |  | EA | 0% | 1 |  | 0 |  | 0 |  | 0 | 0
|  |  | 27 51 23 | INTERCOMMUNICATION SYSTEM
616 | TN101 | TN001 |  | Intercom Control Station - Secondary | 1 |  | EA | 0% | 1 |  | 0 |  | 0 |  | 0 | 0
617 | TN101 |  |  | Intercom Control Station - Master | 1 |  | EA | 0% | 1 |  | 0 |  | 0 |  | 0 | 0
618 | TN101 |  |  | Intercom w/ Call Button, Recessed | 13 |  | EA | 0% | 13 |  | 0 |  | 0 |  | 0 | 0
619 | TN101 |  |  | Waterproof Intercom w/ Call Button, Recessed | 2 |  | EA | 0% | 2 |  | 0 |  | 0 |  | 0 | 0
|  |  |  | 28- ELECTRONIC SAFETY AND SECURITY | [12 empty] | 0
Security
|  |  | 28 08 10 | ELECTRONIC SECURITY SYSTEM ACCEPTANCE TESTING
Ground Floor
620 | TY101 | TN001 |  | S | 25 |  | EA | 0% | 25 |  | 0 |  | 0 |  | 0 | 0
621 | TY101 |  |  | Combination Phone/Camera | 1 |  | EA | 0% | 1 |  | 0 |  | 0 |  | 0 | 0
622 | TY101 |  |  | Electrified Lock | 3 |  | EA | 0% | 3 |  | 0 |  | 0 |  | 0 | 0
623 | TY101 |  |  | Passive Infrared Motion Detector | 4 |  | EA | 0% | 4 |  | 0 |  | 0 |  | 0 | 0
624 | TY101 |  |  | Local Alarm | 1 |  | EA | 0% | 1 |  | 0 |  | 0 |  | 0 | 0
625 | TY101 |  |  | Ceiling Mount Pan-Tilt-Zoom- Security Camera | 14 |  | EA | 0% | 14 |  | 0 |  | 0 |  | 0 | 0
626 | TY101 |  |  | Waterproof Wall/Parapet Mount Security Camera | 7 |  | EA | 0% | 7 |  | 0 |  | 0 |  | 0 | 0
627 | TY101 |  |  | Door Control Station - Master | 1 |  | EA | 0% | 1 |  | 0 |  | 0 |  | 0 | 0
628 | TY101 |  |  | Door Control Station - Secondary | 1 |  | EA | 0% | 1 |  | 0 |  | 0 |  | 0 | 0
629 | TY101 |  |  | Touch Screen | 1 |  | EA | 0% | 1 |  | 0 |  | 0 |  | 0 | 0
630 | TY101 |  |  | Junction Box | 21 |  | EA | 0% | 21 |  | 0 |  | 0 |  | 0 | 0
Fire Alarm
|  |  | 28 31 76 | INTERIOR FIRE ALARM AND MASS NOTIFICATION SYSTEM, ADDRESSABLE
Ground Floor
631 | FA101 | FA001 |  | Provides Ceiling Mounted Speakers And Clear Strobes - As Req'd | 1442 |  | SF | 0% | 1442 |  | 0 |  | 0 |  | 0 | 0
632 | FA101 |  |  | Provide Ceiling Mounted Speakers (As-Req'd) | 297 |  | SF | 0% | 297 |  | 0 |  | 0 |  | 0 | 0
| FA101 |  |  | Connections
633 | FA101 |  |  | Combination Fire Alarm Control Unit & Autonomous Control Unit | 1 |  | EA | 0% | 1 |  | 0 |  | 0 |  | 0 | 0
634 | FA101 |  |  | Local Operating Console | 1 |  | EA | 0% | 1 |  | 0 |  | 0 |  | 0 | 0
635 | FA101 |  |  | Manual Fire Alarm Pull Station | 5 |  | EA | 0% | 5 |  | 0 |  | 0 |  | 0 | 0
636 | FA101 |  |  | Valve Supervisory Switch | 4 |  | EA | 0% | 4 |  | 0 |  | 0 |  | 0 | 0
637 | FA101 |  |  | Water Flow Detector/Switch | 1 |  | EA | 0% | 1 |  | 0 |  | 0 |  | 0 | 0
638 | FA101 |  |  | Emergency Textual Visible Display | 1 |  | EA | 0% | 1 |  | 0 |  | 0 |  | 0 | 0
639 | FA101 |  |  | Smoke Detector - Photoelectric | 1 |  | EA | 0% | 1 |  | 0 |  | 0 |  | 0 | 0
640 | FA101 |  |  | Carbon Monoxide Detector | 1 |  | EA | 0% | 1 |  | 0 |  | 0 |  | 0 | 0
641 | FA101 |  |  | Weatherproof Wall Mounted Strobe - Blue | 2 |  | EA | 0% | 2 |  | 0 |  | 0 |  | 0 | 0
642 | FA101 |  |  | Weatherproof Horn/Strobe Combination | 1 |  | EA | 0% | 1 |  | 0 |  | 0 |  | 0 | 0
643 | FA101 |  |  | Weatherproof Speaker | 1 |  | EA | 0% | 1 |  | 0 |  | 0 |  | 0 | 0
644 | FA601 |  |  | Fire Fighter Smoke Control Station | 1 |  | EA | 0% | 1 |  | 0 |  | 0 |  | 0 | 0
645 | FA601 |  |  | Fire Alarm Communicator | 1 |  | EA | 0% | 1 |  | 0 |  | 0 |  | 0 | 0
646 | FA601 |  |  | Public Address System | 1 |  | EA | 0% | 1 |  | 0 |  | 0 |  | 0 | 0
647 | FA601 |  |  | Surge Suppressor | 3 |  | EA | 0% | 3 |  | 0 |  | 0 |  | 0 | 0
648 | FA601 |  |  | Addressable Output Control Module | 3 |  | EA | 0% | 3 |  | 0 |  | 0 |  | 0 | 0
649 | FA601 |  |  | Addressable Input Monitor Module | 4 |  | EA | 0% | 4 |  | 0 |  | 0 |  | 0 | 0
650 | FA601 |  |  | Secondary Power Supply (Battery) | 3 |  | EA | 0% | 3 |  | 0 |  | 0 |  | 0 | 0
651 | FA601 |  |  | Notification Circuit Power Booster Extended Panel | 2 |  | EA | 0% | 2 |  | 0 |  | 0 |  | 0 | 0
652 | FA601 |  |  | Amplifier | 2 |  | EA | 0% | 2 |  | 0 |  | 0 |  | 0 | 0
653 | FA601 |  |  | Speaker/Strobe Combination | 2 |  | EA | 0% | 2 |  | 0 |  | 0 |  | 0 | 0
654 | FA601 |  |  | Ceiling Mounted Strobe | 1 |  | EA | 0% | 1 |  | 0 |  | 0 |  | 0 | 0
655 | FA601 |  |  | Speaker | 1 |  | EA | 0% | 1 |  | 0 |  | 0 |  | 0 | 0
656 | FA601 |  |  | Antenna 3/4"x10'-0" Copper Clad Ground Rod | 1 |  | EA | 0% | 1 |  | 0 |  | 0 |  | 0 | 0
Attic
657 | FA102 |  |  | Provide Ceiling Mounted Speakers (As-Req'd) | 4277 |  | SF | 0% | 4277 |  | 0 |  | 0 |  | 0 | 0
Connections
658 | FA102 |  |  | Addressable Output Control Module | 1 |  | EA | 0% | 1 |  | 0 |  | 0 |  | 0 | 0
659 | FA102 |  |  | In-Duct Photoelectric Smoke Detector - Supply | 1 |  | EA | 0% | 1 |  | 0 |  | 0 |  | 0 | 0
|  |  |  | DIVISION 31 - EARTHWORK | [12 empty] | 0
|  |  | 31 00 00 | EARTHWORK
660 | S101 | S505 |  | (6" Thk.) Crushed stone under footing | 40 | 39.9849 | CY | 0% | 40 |  | 0 |  | 0 |  | 0 | 0
661 | S101 |  |  | Excavation for footing @ 20% fluff factor | 655 | 653.1556 | CY | 0% | 655 |  | 0 |  | 0 |  | 0 | 0
662 | S101 |  |  | Backfill @ 20% fluff factor | 375 | 375 | CY | 0% | 375 |  | 0 |  | 0 |  | 0 | 0
|  |  | ITEM NO 0002 | All work (includes all plant, labor, and material) for the site work, all work outside the five-foot line of the Confinement facility perimeter, excluding items below, as described in plans and specifications. | [12 empty] | 0
|  |  |  | DIVISION 02 - EXISTING CONDITIONS | [12 empty] | 0
|  |  | 02 41 00 | DEMOLITION AND DECONSTRUCTION
663 | CD100 | Keynote 6 |  | Remove sign | 2 |  | EA | 0% | 2 |  | 0 |  | 0 |  | 0 | 0
664 | CD100 | Keynote 5 |  | Remove tree | 2 |  | EA | 0% | 2 |  | 0 |  | 0 |  | 0 | 0
665 | CD100 | Keynote 11 |  | Remove (8" D) storm pipe | 28 |  | LF | 0% | 28 |  | 0 |  | 0 |  | 0 | 0
666 | CD100 | Keynote 2 |  | Remove sidewalk - Remove to nearest joint | 620 |  | SF | 0% | 620 |  | 0 |  | 0 |  | 0 | 0
667 | CD100 | Keynote 10 |  | Remove pavement striping | 140 |  | LF | 0% | 140 |  | 0 |  | 0 |  | 0 | 0
668 | CD100 | Keynote 1 |  | Remove pavement | 770 |  | SF | 0% | 770 |  | 0 |  | 0 |  | 0 | 0
669 | CD100 | Keynote 3 |  | Remove curb | 191 |  | LF | 0% | 191 |  | 0 |  | 0 |  | 0 | 0
670 | CD100 | Keynote 9 |  | Remove existing monitoring well | 1 |  | EA | 0% | 1 |  | 0 |  | 0 |  | 0 | 0
671 | CD100 |  |  | Protect existing monitoring well | 4 |  | EA | 0% | 4 |  | 0 |  | 0 |  | 0 | 0
672 | CD100 |  |  | Adjust well to meet proposed finish grade | 2 |  | EA | 0% | 2 |  | 0 |  | 0 |  | 0 | 0
673 | CD100 | General Note 14 |  | Note: All work on monitoring well shall be performed by licensed professional driller in the state of new jersey. Coordinate work w/ contracting officer. | 1 |  | LS | 0% | 1 |  | 0 |  | 0 |  | 0 | 0
|  |  |  | DIVISION 31 - EARTHWORK | [12 empty] | 0
|  |  | 31 00 00 | EARTHWORK
674 | CD100 | Keynote 4 |  | Remove (12" Thk.) topsoil = 47330 SF | 1753 | 1752.963 | CY | 0% | 1753 |  | 0 |  | 0 |  | 0 | 0
675 | CS100 | A10/CU501 |  | (6" Thk.) Sand at infiltration basin = 1467 SF | 28 | 27.1667 | CY | 0% | 28 |  | 0 |  | 0 |  | 0 | 0
676 | CG100 |  |  | Trench excavation for utilities @ 20% Fluff factor | 887 | 886.8607 | CY | 0% | 887 |  | 0 |  | 0 |  | 0 | 0
677 | CG100 |  |  | Backfill @ 20% Fluff factor | 860 |  | CY | 0% | 860 |  | 0 |  | 0 |  | 0 | 0
678 | CG100 |  |  | Excavation for utility structures @ 20% Fluff factor | 86 | 85.9972 | CY | 0% | 86 |  | 0 |  | 0 |  | 0 | 0
679 | CG100 |  |  | Backfill @ 20% Fluff factor | 53 | 52.5861 | CY | 0% | 53 |  | 0 |  | 0 |  | 0 | 0
680 | CG100 |  |  | Sheeting and shoring | 786 | 785.626 | SF | 0% | 786 |  | 0 |  | 0 |  | 0 | 0
[8 empty] | 0% | 0 |  | 0 |  | 0 |  | 0 | 0
|  |  |  | DIVISION 32 - EXTERIOR IMPROVEMENTS | [12 empty] | 0
681 | CK100 | A1/CG500 |  | (30'x50') Stabilized construction entrance on filter cloth | 1500 | 1500 | SF | 0% | 1500 |  | 0 |  | 0 |  | 0 | 0
682 | CK100 | H1/CG500 |  | Silt fence | 1035 |  | LF | 0% | 1035 |  | 0 |  | 0 |  | 0 | 0
683 | CK100 | A7/CG500 |  | Inlet filter | 4 |  | EA | 0% | 4 |  | 0 |  | 0 |  | 0 | 0
684 | CS100 | J1-J12/CS502 |  | Accessible parking stall sign as: - (12"x18") R7-8 Reserved parking sign - (12"x6") R7-8 Van accessible sign - (10' H) Perforated square steel post - (3' H) Non-perforated anchor | 4 |  | EA | 0% | 4 |  | 0 |  | 0 |  | 0 | 0
685 | CS100 | G9/CS500 |  | Reinforced turf as: - (1-3/4") Reinforced grass pavement unit w/ soil infill - (2" Thk.) Soil infill - (6" Thk.) 3/4" Crushed rock base - Compacted soil | 785 | 783 | SF | 0% | 785 |  | 0 |  | 0 |  | 0 | 0
686 | CS100 |  |  | Replace rip rap as needed | 62 |  | SF | 0% | 62 |  | 0 |  | 0 |  | 0 | 0
|  |  | 32 12 16.16 | ROAD-MIX ASPHALT PAVING
687 | CS100 | A1/CS500 |  | Asphalt pavement as: - (2" Thk.) Hot-mix asphaltic concrete surface course - (2" Thk.) Hot-mix asphaltic concrete base course - (6" Thk.) Aggregate base course - Geo-textile fabric - Compacted subgrade | 1847 |  | SF | 0% | 1847 |  | 0 |  | 0 |  | 0 | 0
|  |  | 32 16 13 | CONCRETE SIDEWALKS AND CURBS AND GUTTERS
688 | CS100 | G1/CS500 |  | Concrete sidewalk as: - (4" Thk.) Concrete sidewalk - Contraction joint @ 5' O.C - Expansion joint @ 80' O.C - (6" Thk.) Aggregate base course - Geo-textile fabric - Compacted subgrade | 3545 |  | SF | 0% | 3545 |  | 0 |  | 0 |  | 0 | 0
689 | CS100 | L17/CS500 |  | (8"X18") Concrete curb = 74 LF | 3 | 2.7544 | CY | 0% | 3 |  | 0 |  | 0 |  | 0 | 0
690 | CS100 | A17/CS500 |  | (12" D x 3'-3" H) Concrete bollard footing = 3 EA | 8 | 7.65 | CF | 0% | 8 |  | 0 |  | 0 |  | 0 | 0
691 | CS100 | A17/CS500 |  | (6' H) STD WT Colored steel pipe bollard filled w/ concrete | 3 |  | EA | 0% | 3 |  | 0 |  | 0 |  | 0 | 0
|  |  | 32 17 23 | PAVEMENT MARKINGS
692 | CS100 | J16/CS502 |  | Detectable warning surface = 2 EA | 25 |  | SF | 0% | 25 |  | 0 |  | 0 |  | 0 | 0
693 | CS100 | A1/CS502 |  | (4" W) Pavement marking striping | 335 | 334 | LF | 0% | 335 |  | 0 |  | 0 |  | 0 | 0
694 | CS100 | A15/CS502 |  | (3'X3') Accessible parking stall marking | 4 |  | EA | 0% | 4 |  | 0 |  | 0 |  | 0 | 0
|  |  | 32 31 13.53 | HIGH-SECURITY FENCES AND GATES
695 | CD100 | CS501 |  | (7' H) Temporary chain link fence w/ - (20' W) Temporary double swing gate = 1 EA | 970 |  | LF | 0% | 970 |  | 0 |  | 0 |  | 0 | 0
|  |  | 32 92 19 | SEEDING
696 | CS100 | D1/CS500 |  | Top soil and seeding as: - (4" Thk.) Top soil - (8" Thk.) Granular material - Geo-textile fabric - Compacted subgrade | 28808 |  | SF | 0% | 28808 |  | 0 |  | 0 |  | 0 | 0
|  |  |  | DIVISION 33 - UTILITIES | [12 empty] | 0
697 | CU100 | Keynote 3 |  | (3" D) Natural gas line | 275 |  | LF | 0% | 275 |  | 0 |  | 0 |  | 0 | 0
698 | CU100 | A1/CU502 |  | (2'-2"x1'-6") HVAC Piping trench - Old castle infrastructure duo trench | 15 |  | LF | 0% | 15 |  | 0 |  | 0 |  | 0 | 0
|  |  | 33 11 00 | WATER UTILITY DISTRIBUTION PIPING
699 | CU100 | G1/CU530 |  | Fire hydrant | 1 |  | EA | 0% | 1 |  | 0 |  | 0 |  | 0 | 0
700 | CU100 | G1/CU530 |  | (6" D) Water valve | 4 |  | EA | 0% | 4 |  | 0 |  | 0 |  | 0 | 0
701 | CU100 | Keynote 4,5 |  | (6" Dia) PVC Fire protection line | 478 | 478 | LF | 0% | 478 |  | 0 |  | 0 |  | 0 | 0
702 | CU100 |  |  | (6"x6"x6") Tee | 1 |  | EA | 0% | 1 |  | 0 |  | 0 |  | 0 | 0
703 | CU100 | A1/CU530 |  | Post indicator valve | 1 |  | EA | 0% | 1 |  | 0 |  | 0 |  | 0 | 0
704 | CU100 | Keynote 1 |  | (3" D) PVC Potable water line | 300 |  | LF | 0% | 300 |  | 0 |  | 0 |  | 0 | 0
705 | CU100 | Keynote 3 |  | (3" D) Natural gas line | 275 |  | LF | 0% | 275 |  | 0 |  | 0 |  | 0 | 0
|  |  | 33 30 00 | SANITARY SEWERS
706 | CU100 | CU500 |  | (5' Dia) Sanitary manhole w/ manhole cover = 5' D | 1 |  | EA | 0% | 1 |  | 0 |  | 0 |  | 0 | 0
707 | CU100 |  |  | (5' Dia) Grinder manhole = 6'-2" D | 1 |  | EA | 0% | 1 |  | 0 |  | 0 |  | 0 | 0
708 | CU100 | Keynote 2 |  | (6" D) PVC Sanitary sewer line | 95 |  | LF | 0% | 95 |  | 0 |  | 0 |  | 0 | 0
|  |  | 33 40 00 | STORMWATER UTILITIES
709 | CG100 | G1/CU501 |  | Yard inlet | 1 |  | EA | 0% | 1 |  | 0 |  | 0 |  | 0 | 0
710 | CG100 |  |  | (12" D) HDPE Pipe | 36 |  | LF | 0% | 36 |  | 0 |  | 0 |  | 0 | 0
711 | CG100 |  |  | (15" Dia) RCP Pipe | 156 | 156 | LF | 0% | 156 |  | 0 |  | 0 |  | 0 | 0
712 | CG100 |  |  | (6" D) HDPE Pipe | 147 | 147 | LF | 0% | 147 |  | 0 |  | 0 |  | 0 | 0
713 | CG100 |  |  | (8" D) HDPE Pipe | 252 | 252 | LF | 0% | 252 |  | 0 |  | 0 |  | 0 | 0
714 | CG100 |  |  | (10" D) HDPE Pipe | 30 |  | LF | 0% | 30 |  | 0 |  | 0 |  | 0 | 0
715 | CG100 | A1/CU501 |  | (10" D) Flared end section | 2 |  | EA | 0% | 2 |  | 0 |  | 0 |  | 0 | 0
716 | CG100 | A1/CU501 |  | (15" D) Flared end section | 2 |  | EA | 0% | 2 |  | 0 |  | 0 |  | 0 | 0
717 | CG100 | A1/CU501 |  | (8" D) Flared end section | 2 |  | EA | 0% | 2 |  | 0 |  | 0 |  | 0 | 0
718 | CG100 | G15/CU501 |  | Emergency riprap spillway | 298 |  | SF | 0% | 298 |  | 0 |  | 0 |  | 0 | 0
719 | CG100 | H1/CU502 |  | (5'x5') Outlet control structure w/= 5.22' D - (11-3/8"x11-3/8"x7-1/2") Trash rack - Manf: Stormrax | 1 |  | EA | 0% | 1 |  | 0 |  | 0 |  | 0 | 0
720 | CG100 | G8/CU530 |  | Cleanout | 4 |  | EA | 0% | 4 |  | 0 |  | 0 |  | 0 | 0
721 | CG100 | G9/CU501 |  | (5'x4'-6") Type C inlet w/ - (18"x18"x2' D) Course aggregate #57 | 2 |  | EA | 0% | 2 |  | 0 |  | 0 |  | 0 | 0
722 | CG100 | F10/CU502 |  | (4' D) Water quality device = 8'-6" D | 1 |  | EA | 0% | 1 |  | 0 |  | 0 |  | 0 | 0
723 | CU100 |  |  | Roof leader | 80 |  | LF | 0% | 80 |  | 0 |  | 0 |  | 0 | 0
|  |  | 33 71 02 | UNDERGROUND ELECTRICAL DISTRIBUTION
724 | ES101 ES401 ES502 |  |  | Electrical Duct bank | 482 |  | LF | 0% | 482 |  | 0 |  | 0 |  | 0 | 0
725 |  |  |  | Site Lighting Branch Circuit | 405 |  | LF | 0% | 405 |  | 0 |  | 0 |  | 0 | 0
726 |  |  |  | 5" Pvc Conduit | 866 |  | LF | 0% | 866 |  | 0 |  | 0 |  | 0 | 0
727 |  |  |  | Greenlee Multiplex Polyester Rope | 866 |  | LF | 0% | 866 |  | 0 |  | 0 |  | 0 | 0
728 |  |  |  | #4 AWG Bare Copper Ground Conductor Installed -Above Duct bank | 433 |  | LF | 0% | 433 |  | 0 |  | 0 |  | 0 | 0
729 |  |  |  | Warning Tape -6" Below Grade | 433 |  | LF | 0% | 433 |  | 0 |  | 0 |  | 0 | 0
730 |  |  |  | Excavation Duct bank | 111.5 |  | CY | 0% | 111.5 |  | 0 |  | 0 |  | 0 | 0
731 |  |  |  | 3000 PSI Concrete | 25.34 |  | CY | 0% | 25.34 |  | 0 |  | 0 |  | 0 | 0
732 |  |  |  | Backfill | 76 |  | CY | 0% | 76 |  | 0 |  | 0 |  | 0 | 0
733 |  |  |  | Bollard Light Fixture | 14 |  | EA | 0% | 14 |  | 0 |  | 0 |  | 0 | 0
734 |  |  |  | Site Lighting Pole | 1 |  | EA | 0% | 1 |  | 0 |  | 0 |  | 0 | 0
735 |  |  |  | (18"Lx30"Wx24"H) Handhole w/ Cover -9 GA Welded Wire Frame -3" Knockouts | 2 |  | EA | 0% | 2 |  | 0 |  | 0 |  | 0 | 0
736 |  |  |  | Electrical Main Hole | 1 |  | EA | 0% | 1 |  | 0 |  | 0 |  | 0 | 0
737 |  |  |  | Disconnect Switch | 1 |  | EA | 0% | 1 |  | 0 |  | 0 |  | 0 | 0
738 |  |  |  | 4" Conduit | 240 |  | LF | 0% | 240 |  | 0 |  | 0 |  | 0 | 0
739 |  |  |  | 2" Conduit | 240 |  | LF | 0% | 240 |  | 0 |  | 0 |  | 0 | 0
740 |  |  |  | 1 1/2" Conduit | 48 |  | LF | 0% | 48 |  | 0 |  | 0 |  | 0 | 0
741 |  |  |  | Backfill | 13.36 |  | CY | 0% | 13.36 |  | 0 |  | 0 |  | 0 | 0
|  |  | 33 82 00 | TELECOMMUNICATIONS OUTSIDE PLANT (OSP)
742 | TS101 |  |  | Disconnect & Remove Concrete Encased Duct bank -Abandoned Cabling - Patch & Repair Grass & Hardscapes | 219 |  | LF | 0% | 219 |  | 0 |  | 0 |  | 0 | 0
743 | TS101 |  |  | Duct bank And Connection - Existing Manhole 142 (MH 23) | 201 |  | LF | 0% | 201 |  | 0 |  | 0 |  | 0 | 0
744 | TS101 | TS501 |  | 4" Pvc Conduit | 800 |  | LF | 0% | 800 |  | 0 |  | 0 |  | 0 | 0
745 | TS101 | TS501 |  | Pull Wire In Conduit | 600 |  | LF | 0% | 600 |  | 0 |  | 0 |  | 0 | 0
746 | TS101 | TS501 |  | 3" 3-Cell Fabric Mesh Inner duct | 400 |  | LF | 0% | 400 |  | 0 |  | 0 |  | 0 | 0
747 | TS101 | TS501 |  | Excavation Duct bank | 51.14 |  | CY | 0% | 51.14 |  | 0 |  | 0 |  | 0 | 0
748 | TS101 | TS501 |  | 3000 Psi Concrete | 14.94 |  | CY | 0% | 14.94 |  | 0 |  | 0 |  | 0 | 0
749 | TS101 | TS501 |  | Backfill | 31.56 |  | CY | 0% | 31.56 |  | 0 |  | 0 |  | 0 | 0
|  |  | ITEM NO 0003 | All work for the Final Record Drawing Submission (See Section 01 78 00). | [12 empty] | 30000
750 |  |  |  | All work for the Final Record Drawing Submission (See Section 01 78 00). | 1 |  | LS | 0% | 1 |  | 30000 |  | 30000 |  | 30000 | 30000
SUB TOTAL | [10 empty] | 30000 |  | 30000 |  | 30000 | 30000 | 30000
INSURANCE | [10 empty] | 0 |  | 0 |  | 0 | 0 | 0
OVERHEAD AND PROFIT | [10 empty] | 0 |  | 0 |  | 0 | 0 | 0
TOTAL BASE BID | [10 empty] | 30000 |  | 30000 |  | 30000 | 30000 | 30000
|  |  | ITEM NO 0004 | All work (includes all plant, labor, and material) associated with construction of Parking Lot Expansion as described in the plans and specifications (Drw: CS-100) | [12 empty] | 0
|  |  | 32 16 13 | CONCRETE SIDEWALKS AND CURBS AND GUTTERS
751 | CS100 | L17/CS500 |  | (8"X18") Concrete curb = 181 LF | 7 | 6.7372 | CY | 0% | 7 |  | 0 |  | 0 |  | 0 | 0
752 | CS100 | G17/CS500 |  | (24"X12") Reinforced concrete curb and gutter = 89 LF | 4.5 | 4.4104 | CY | 0% | 4.5 |  | 0 |  | 0 |  | 0 | 0
753 | CS100 | A7/S501 |  | (9" Thk.) Reinforced concrete dumpster pad w/ haunch= 256 SF | 32 | 32 | CY | 0% | 32 |  | 0 |  | 0 |  | 0 | 0
754 | CS100 | A7/S501 |  | (6" Thk.) Crushed stone | 5 | 4.7407 | CY | 0% | 5 |  | 0 |  | 0 |  | 0 | 0
755 | CS100 |  |  | (16'x16') Dumpster enclosure | 1 |  | EA | 0% | 1 |  | 0 |  | 0 |  | 0 | 0
756 | CS100 | A17/CS500 |  | (12" D x 3'-3" H) Concrete bollard footing = 2 EA | 5 | 5.1 | CF | 0% | 5 |  | 0 |  | 0 |  | 0 | 0
757 | CS100 | A17/CS500 |  | (6' H) STD WT Colored steel pipe bollard filled w/ concrete | 2 |  | EA | 0% | 2 |  | 0 |  | 0 |  | 0 | 0
|  |  | 32 12 16.16 | ROAD-MIX ASPHALT PAVING
758 | CS100 | A1/CS500 |  | Asphalt pavement as: - (2" Thk.) Hot-mix asphaltic concrete surface course - (2" Thk.) Hot-mix asphaltic concrete base course - (6" Thk.) Aggregate base course - Geo-textile fabric - Compacted subgrade | 6380 |  | SF | 0% | 6380 |  | 0 |  | 0 |  | 0 | 0
|  |  | 32 17 23 | PAVEMENT MARKINGS
759 | CS100 | A1/CS502 |  | (4" W) Pavement marking striping | 765 | 764 | LF | 0% | 765 |  | 0 |  | 0 |  | 0 | 0
760 | CS100 |  |  | Excavation @ 20% fluff factor | 274 | 273.7511 | CY | 0% | 274 |  | 0 |  | 0 |  | 0 | 0
|  |  | ITEM NO 0005 | All work (includes all plant, labor, and material) associated with adding prime coat on asphalt as described in the plans and specifications. | [12 empty] | 0
761 | CS100 |  |  | Prime coat on asphalt | 1847 |  | SF | 0% | 1847 |  | 0 |  | 0 |  | 0 | 0
|  |  | ITEM NO 0006 | All work (includes all plant, labor, and material) associated with installing Manual (non-automatic) transfer switch. | [12 empty] | 0
762 |  |  |  | (Non Automatic) Transfer Switch | 1 |  | EA | 0% | 1 |  | 0 |  | 0 |  | 0 | 0
|  |  | ITEM NO 0007 | All work (includes all plant, labor, and material) for procurement and Installation of backup Generator with Automatic Transfer Switch to include concrete pad, generator enclosure, grounding, as described in the plans and specification. | [12 empty] | 0
763 |  |  |  | Backup Generator W/ Automatic Transfer Switch | 1 |  | EA | 0% | 1 |  | 0 |  | 0 |  | 0 | 0
764 | CS100 | A7/S501 |  | (9" Thk.) Reinforced concrete dumpster pad w/ haunch= 288 SF | 34.5 | 34.4444 | CY | 0% | 34.5 |  | 0 |  | 0 |  | 0 | 0
765 | CS100 | A7/S501 |  | (6" Thk.) Crushed stone | 5.5 | 5.3333 | CY | 0% | 5.5 |  | 0 |  | 0 |  | 0 | 0
766 | CS100 | J11/A403 |  | Mechanical screen wall w/ (4" D) steel post | 125 | 124.5956 | SF | 0% | 125 |  | 0 |  | 0 |  | 0 | 0
767 | CS100 | G1/A403 |  | (1'-6"x1'-6") Cast stone cap | 2 |  | EA | 0% | 2 |  | 0 |  | 0 |  | 0 | 0
768 | CS100 | J2/A403 |  | (1'-4"x1'-4"x8") Cast stone band | 2 |  | EA | 0% | 2 |  | 0 |  | 0 |  | 0 | 0
769 | CS100 | B2/A403 |  | Brick soldier course | 8 | 7.1824 | SF | 0% | 8 |  | 0 |  | 0 |  | 0 | 0
770 | CS100 | B2/A403 |  | Bricks at pier = 2 EA | 74 | 73.1648 | SF | 0% | 74 |  | 0 |  | 0 |  | 0 | 0
|  |  | ITEM NO 0008 | All work (includes all plant, labor, and material) for material cost of upsizing the Fire Protection Line and valves from 6 inch to 8 inch. | [12 empty] | 0
|  |  | 33 11 00 | WATER UTILITY DISTRIBUTION PIPING
771 | CU100 | G1/CU530 |  | (8" D) Water valve | 1 |  | EA | 0% | 1 |  | 0 |  | 0 |  | 0 | 0
772 | CU100 | Keynote 4,5 |  | (8" Dia) PVC Fire protection line | 180 | 180 | LF | 0% | 180 |  | 0 |  | 0 |  | 0 | 0
773 | CU100 |  |  | (8"x6"x6") Tee | 1 |  | EA | 0% | 1 |  | 0 |  | 0 |  | 0 | 0
|  |  | ITEM NO 0009 | All work (includes all plant, labor, and material) for construction of walkway lighting along new pedestrian walkways as noted on Drw ES-101. | [12 empty] | 0
774 |  |  |  | walkway lighting along new pedestrian | 14 |  | EA | 0% | 14 |  | 0 |  | 0 |  | 0 | 0
|  |  | ITEM NO 0010 | All work (includes all plant, labor, and material) for construction of Insulated Masonry Block w/Paint in leu of Exterior Brick for the Confinement Facility. | [12 empty] | 0
775 | A201 |  |  | Insulated Masonry Block | 4400 |  | SF | 0% | 4400 |  | 0 |  | 0 |  | 0 | 0
776 | A201 |  |  | Paint on Insulated masonry blocks | 4400 |  | SF | 0% | 4400 |  | 0 |  | 0 |  | 0 | 0
|  |  | ITEM NO 0011 | All work (includes all plant, labor, and material) for purchase, delivery and installation of furnishings and equipment as outlined in the FF&E Package, except those items identified as included part of facility construction. | [12 empty] | 0
777 | I101 | FF&E Sche. |  | 36" x 36" Peg Board | 1 |  | EA
778 |  |  |  | Cell Mattress | 8 |  | EA | 0% | 8 |  | 0 |  | 0 |  | 0 | 0
779 |  |  |  | Waste Receptacle - Medium | 3 |  | EA | 0% | 3 |  | 0 |  | 0 |  | 0 | 0
780 |  |  |  | Waste Receptacle - Large | 1 |  | EA | 0% | 1 |  | 0 |  | 0 |  | 0 | 0
781 |  |  |  | Key Box | 1 |  | EA | 0% | 1 |  | 0 |  | 0 |  | 0 | 0
782 |  |  |  | Ergonomic Task Chair | 6 |  | EA | 0% | 6 |  | 0 |  | 0 |  | 0 | 0
783 |  |  |  | Side Chair | 9 |  | EA | 0% | 9 |  | 0 |  | 0 |  | 0 | 0
784 |  |  |  | Lounge Chair - Armless | 4 |  | EA | 0% | 4 |  | 0 |  | 0 |  | 0 | 0
785 |  |  |  | Shower Bench | 2 |  | EA | 0% | 2 |  | 0 |  | 0 |  | 0 | 0
786 |  |  |  | 6'x5' Desk - L Shaped | 2 |  | EA | 0% | 2 |  | 0 |  | 0 |  | 0 | 0
787 |  |  |  | 4-Tier Locker Unit - 12" x 18" Each Unit | 2 |  | EA | 0% | 2 |  | 0 |  | 0 |  | 0 | 0
788 |  |  |  | Open Shelving - 20" Deep | 1 |  | EA | 0% | 1 |  | 0 |  | 0 |  | 0 | 0
789 |  |  |  | Medication Cabinet | 1 |  | EA | 0% | 1 |  | 0 |  | 0 |  | 0 | 0
790 |  |  |  | 4-Post Shelving Unit | 1 |  | EA | 0% | 1 |  | 0 |  | 0 |  | 0 | 0
791 |  |  |  | Single Tier Locker - 24" x 24" | 8 |  | EA | 0% | 8 |  | 0 |  | 0 |  | 0 | 0
792 |  |  |  | Double Tier Locker - 12" x 18" | 6 |  | EA | 0% | 6 |  | 0 |  | 0 |  | 0 | 0
793 |  |  |  | Double Tier Locker - 15" x 15" | 4 |  | EA | 0% | 4 |  | 0 |  | 0 |  | 0 | 0
794 |  |  |  | Open Shelving Unit - 36" x 24" x 85" | 5 |  | EA | 0% | 5 |  | 0 |  | 0 |  | 0 | 0
795 |  |  |  | Table with Attached Chairs | 4 |  | EA | 0% | 4 |  | 0 |  | 0 |  | 0 | 0
796 |  |  |  | 42" Diam. Table with Attached Chairs | 1 |  | EA | 0% | 1 |  | 0 |  | 0 |  | 0 | 0
797 |  |  |  | Printer Table | 1 |  | EA | 0% | 1 |  | 0 |  | 0 |  | 0 | 0
798 |  |  |  | Side Table | 2 |  | EA | 0% | 2 |  | 0 |  | 0 |  | 0 | 0
|  |  | ITEM NO 0012 | All work (includes all plant, labor, and material) for purchase, delivery and installation of electronic equipment (i.e. cameras, mounts, wiring) as outlined in the FF&E package, except those items identified as included part of the confinement facility construction. | [12 empty] | 0
799 | I101 | FF&E Sche. |  | Countertop Microwave | 1 |  | EA
800 |  |  |  | Under counter Refrigerator ADA | 2 |  | EA | 0% | 2 |  | 0 |  | 0 |  | 0 | 0
801 |  |  |  | Top Load Washer | 1 |  | EA | 0% | 1 |  | 0 |  | 0 |  | 0 | 0
802 |  |  |  | Dryer | 1 |  | EA | 0% | 1 |  | 0 |  | 0 |  | 0 | 0
803 |  |  |  | Display Enclosure - Ligature Resistant | 1 |  | EA | 0% | 1 |  | 0 |  | 0 |  | 0 | 0
804 |  |  |  | Coffee Maker | 1 |  | EA | 0% | 1 |  | 0 |  | 0 |  | 0 | 0
805 |  |  |  | Treadmill | 1 |  | EA | 0% | 1 |  | 0 |  | 0 |  | 0 | 0