## Bid Recap & Summary
GOLDFISH SWIM SCHOOL
BID RECAP
| DIVISION | DESCRIPTION | MATERIAL COST | LABOR COST | MATERIAL TAX | LABOR TAX | TOTAL COST | OVERHEADS | PROFITS | ADDITIONAL COST (If Any) | TOTAL PRICE
| 01 00 00 | GENERAL REQUIREMENTS | 7445.75 | 238568.75 | 0 | 0 | 246014.5 | 24601.45 | 24601.45 | 0 | 295217.4
| 02 00 00 | EXISTING CONDITIONS/ DEMOLITION | 0 | 42909.9938 | 0 | 0 | 42909.9938 | 4290.9994 | 4290.9994 | 0 | 51491.9925
| 03 00 00 | CONCRETE | 20294.4 | 24908.625 | 0 | 0 | 45203.025 | 4520.3025 | 4520.3025 | 0 | 54243.63
| 04 00 00 | MASONRY | 2898 | 2328.75 | 0 | 0 | 5226.75 | 522.675 | 522.675 | 0 | 6272.1
| 05 00 00 | METALS | 65332 | 80190 | 0 | 0 | 145522 | 14552.2 | 14552.2 | 0 | 174626.4
| 06 00 00 | WOOD, PLASTICS, AND COMPOSITES | 2150.04 | 2687.55 | 0 | 0 | 4837.59 | 483.759 | 483.759 | 0 | 5805.108
| 07 00 00 | THERMAL AND MOISTURE PROTECTION | 2672.78 | 8054.1 | 0 | 0 | 10726.88 | 1072.688 | 1072.688 | 0 | 12872.256
| 08 00 00 | OPENINGS | 77971.2435 | 29271.4241 | 0 | 0 | 107242.6677 | 10724.2668 | 10724.2668 | 0 | 128691.2012
| 09 00 00 | FINISHES | 127954.2414 | 155752.8642 | 0 | 0 | 283707.1055 | 28370.7106 | 28370.7106 | 0 | 340448.5267
| 10 00 00 | SPECIALTIES | 17342.2375 | 14811.2148 | 0 | 0 | 32153.4523 | 3215.3452 | 3215.3452 | 0 | 38584.1428
| 11 00 00 | EQUIPMENT | 2350 | 1671.0938 | 0 | 0 | 4021.0938 | 402.1094 | 402.1094 | 0 | 4825.3125
| 12 00 00 | FURNISHINGS | 2226 | 16596.6094 | 0 | 0 | 18822.6094 | 1882.2609 | 1882.2609 | 0 | 22587.1312
| 21 00 00 | FIRE SUPPRESSION | 23569.1658 | 18760.8322 | 0 | 0 | 42329.998 | 4232.9998 | 4232.9998 | 0 | 50795.9977
| 22 00 00 | PLUMBING | 163427.5691 | 176631.6739 | 0 | 0 | 340059.243 | 34005.9243 | 34005.9243 | 0 | 408071.0916
| 23 00 00 | HEATING, VENTILATING & AIR- CONDITIONING | 110105.6484 | 52346.9824 | 0 | 0 | 162452.6308 | 16245.2631 | 16245.2631 | 0 | 194943.1569
| 26 00 00 | ELECTRICAL | 114733.411 | 81318.0137 | 0 | 0 | 196051.4247 | 19605.1425 | 19605.1425 | 0 | 235261.7096
| 31 00 00 | EARTHWORK | 4816.5 | 30288.75 | 0 | 0 | 35105.25 | 3510.525 | 3510.525 | 0 | 42126.3
|  | TOTALS | 745288.9867 | 977097.2273 | 0 | 0 | 1722386.2139 | 172238.6214 | 172238.6214 | 0 | 2066863.4567
| BID SUMMARY |  |  |  |  | MAN-LOADING AND SUPERVISION ANALYSIS
| 1 | TOTAL MATERIAL COST |  | 745288.9867 |  | 1 | TOTAL MANHOURS WITH SUPERVISION |  |  |  | 9941.2964
|  | MATERIAL SALES TAX |  | 0 |  | 2 | NUMBER OF MAN-DAYS |  |  |  | 1242.662
|  | JOB EXPENSE |  | 0 |  | 3 | MAN LOAD |  |  |  | 5
| 2 | TOTAL LABOR COST |  | 977097.2273 |  | 4 | JOURNEYMAN RATE |  | 3
|  | LABOR TAX |  | 0 |  | 5 | SUPERVISOR RATE |  | 1
| 3 | TOTAL COST |  | 1722386.2139 |  | 6 | UNSKILLED LABOR RATE |  | 1
|  | OVERHEADS @ | 10% | 172238.6214 |  | 7 | COMPOSITE LABOR RATE |  |  |  | 0
|  | PROFIT @ | 10% | 172238.6214 |  | 8 | PREVAILING WAGE RATE |  |  |  | 0
| 4 | TOTAL COST WITH OVERHEADS + PROFIT |  | 2066863.4567
INSERT VALUES IN YELLOW HIGHLIGHTED CELLS WHERE APPLICABLE
| 5 | BASE BID PRICE |  | 2066863.4567

## Estimate
|  |  |  | GOLDFISH SWIM SCHOOL | [8 empty] | PROJECT COST |  | 1722386.2139
|  |  |  | 6350 JERICHO TURNPIKE COMMACK, NY 11725 | [8 empty] | OVERHEAD COST |  | 172238.6214
|  |  |  | Project Scope: GC | [8 empty] | PROFIT COST |  | 172238.6214
|  |  |  | Addendum: N/A | [8 empty] | ADDITIONAL COST (If Any) |  | 0
|  |  |  | Date: | 2024-10-04 | [7 empty] | TOTAL BID COST |  | 2066863.4567
SR. NO. | DWG. NO. | DETAIL NO. | CSI NO. | DESCRIPTION | QUANTITY |  | UNIT | WASTAGE % | QTY W/ WASTAGE | UNIT MATERIAL COST | MATERIAL COST | MAN HOUR RATE | UNIT MANHOURS | TOTAL MANHOURS | MANHOURS COST | TOTAL COST
75
|  |  | 01 00 00 | DIVISION 01 - GENERAL REQUIREMENTS
1 |  |  |  | MOBILIZATION AND DEMOBILIZATION | 1 |  | LS | 0% | 1 | 0 | 0 | 75 | 0 | 0 | 35000 | 35000
2 |  |  |  | BOND & INSURANCE | 1 |  | LS | 0% | 1 | 0 | 0 | 75 | 0 | 0 | 3000 | 3000
3 |  |  |  | PROJECT SUPERVISION & PROJECT MANAGEMENT | 1 |  | LS | 0% | 1 | 0 | 0 | 75 | 0 | 0 | 175000 | 175000
4 |  |  |  | SAFETY REQUIREMENTS | 1 |  | LS | 0% | 1 | 0 | 0 | 75 | 0 | 0 | 1000 | 1000
5 |  |  |  | OFFICE OVERHEADS | 1 |  | LS | 0% | 1 | 0 | 0 | 75 | 0 | 0 | 1500 | 1500
6 |  |  |  | SUBMITTALS, SAMPLES, SHOP DRAWINGS, SITE SAFETY PLAN, ETC. | 1 |  | LS | 0% | 1 | 0 | 0 | 75 | 0 | 0 | 5000 | 5000
7 |  |  |  | TEMPORARY FACILITIES & CONTROLS INCL. - CONTRACTOR'S FIELD OFFICE - TEMPORARY UTILITIES - AUTHORITY'S FIELD OFFICE ( SF) - FURNISHINGS | 1 |  | LS | 0% | 1 | 0 | 0 | 75 | 0 | 0 | 5000 | 5000
8 |  |  |  | PROJECT SCHEDULE (Primavera P3 or P6) | 1 |  | LS | 0% | 1 | 0 | 0 | 75 | 0 | 0 | 2000 | 2000
9 |  |  |  | CLOSEOUT PROCEDURES | 1 |  | LS | 0% | 1 | 0 | 0 | 75 | 0 | 0 | 1000 | 1000
10 |  |  |  | PERMITS (DOT, DOB & After hour permits ETC.) | 1 |  | LS | 0% | 1 | 0 | 0 | 75 | 0 | 0 | 3000 | 3000
11 | A400 |  |  | Scaffolding/ Means and Method | 1885 |  | SF | 0% | 1885 | 3.95 | 7445.75 | 75 | 0.05 | 94.25 | 7068.75 | 14514.5
[8 empty] | SUBTOTAL MATERIAL |  | 7445.75 | SUBTOTAL LABOR |  | 238568.75 | SUBTOTAL HOURS |  | 94.25 | 246014.5
|  |  | 02 00 00 | DIVISION 02 - EXISTING CONDITIONS/ DEMOLITION
|  |  | 02 41 19 | SELECTIVE DEMOLITION
12 | S051 |  |  | Remove existing (4" Thk.) concrete slab on grade | 4811 | 4811 | SF | 0% | 4811 | 0 | 0 | 75 | 0.065 | 312.715 | 23453.625 | 23453.625
13 | S051 |  |  | Sawcut existing concrete slab | 530 |  | LF | 0% | 530 | 0 | 0 | 75 | 0.1125 | 59.625 | 4471.875 | 4471.875
14 | S051 |  |  | Remove existing foundation wall | 4 |  | LF | 0% | 4 | 0 | 0 | 75 | 2.125 | 8.5 | 637.5 | 637.5
15 | S051 |  |  | Remove existing footing | 4 |  | LF | 0% | 4 | 0 | 0 | 75 | 1.7188 | 6.875 | 515.625 | 515.625
16 | DM200 | Keynote 12 |  | Remove existing CMU wall including furring wall to create new opening | 337 | 336.66 | SF | 0% | 337 | 0 | 0 | 75 | 0.2125 | 71.6125 | 5370.9375 | 5370.9375
17 | DM200 | Keynote 11 |  | Remove single door incl. frame in its entirety | 1 |  | EA | 0% | 1 | 0 | 0 | 75 | 2.125 | 2.125 | 159.375 | 159.375
18 | DM200 | Keynote 11 |  | Remove existing (6'-8" W) roll-down door in its entirety | 1 |  | EA | 0% | 1 | 0 | 0 | 75 | 3.75 | 3.75 | 281.25 | 281.25
Note: GC to use Landlord's roofing contractor for all roof work
19 | DM201 | Keynote 1 |  | Sawcut existing roof deck as required for new opening | 57 |  | LF | 0% | 57 | 0 | 0 | 75 | 0.1125 | 6.4125 | 480.9375 | 480.9375
20 | DM201 | Keynote 1 |  | Remove existing roof deck as required for the opening | 39 |  | SF | 0% | 39 | 0 | 0 | 75 | 0.07 | 2.73 | 204.75 | 204.75
21 | DM201 | Keynote 3 |  | Remove existing euipment screens | 28 |  | LF | 0% | 28 | 0 | 0 | 75 | 0.10625 | 2.975 | 223.125 | 223.125
22 | DM201 | Keynote 4 |  | Remove existing RTU Curbs and walkpads | 245 |  | SF | 0% | 245 | 0 | 0 | 75 | 0.0875 | 21.4375 | 1607.8125 | 1607.8125
MEP DEMOLITION
23 | SP-100 | SP-100 |  | REMOVAL SPRINKLER PIPE | 388.58 |  | LF | 0% | 388.58 | 0 | 0 | 75 | 0.0875 | 34.0007 | 2550.0562 | 2550.0562
24 | DM201 | DM201 |  | REMOVAL ROOF TOP EQUIPMENT | 2 |  | EA | 0% | 2 | 0 | 0 | 75 | 6.25 | 12.5 | 937.5 | 937.5
25 | SP-100 | SP-100 |  | REMOVAL SPRINKLER HEADS | 43 |  | EA | 0% | 43 | 0 | 0 | 75 | 0.625 | 26.875 | 2015.625 | 2015.625
[8 empty] | SUBTOTAL MATERIAL |  | 0 | SUBTOTAL LABOR |  | 42909.9938 | SUBTOTAL HOURS |  | 572.1333 | 42909.9938
|  |  | 03 00 00 | DIVISION 03 - CONCRETE
|  |  | 03 30 00 | CAST-IN-PLACE CONCRETE
26 | S101 |  |  | (3'-6"x3'-6"x12") Reinforced concrete footing | 0.5 | 0.4537 | CY | 0% | 0.5 | 245 | 122.5 | 75 | 2.625 | 1.3125 | 98.4375 | 220.9375
27 | S101 |  |  | (1'-6"x1'-6") Reinforced concrete pier = 2' H | 0.2 | 0.16667 | CY | 0% | 0.2 | 245 | 49 | 75 | 2.625 | 0.525 | 39.375 | 88.375
28 | S101 | 15/S003 |  | Concrete trench slab as: - (4" Thk) Reinforced concrete slab on grade w/ 6x6-W1.4xW1.4 WWF - Sand fill - #3 Dowels @ 18" O.C. Dowel into existing slab | 202 |  | SF | 0% | 202 | 3.6 | 727.2 | 75 | 0.06 | 12.12 | 909 | 1636.2
29 | S101 | 3/S002 |  | Concrete slab on grade as: - (4" Thk) Reinforced concrete slab on grade w/ #3 Bars @12" O.C EW - Vapor barrier - (6" Thk) Gravel | 1230 |  | SF | 0% | 1230 | 4.8 | 5904 | 75 | 0.08 | 98.4 | 7380 | 13284
30 | S101 | 3/S002 |  | Concrete slab on grade as: - (8" Thk) Reinforced concrete slab on grade w/ #4@12" O.C E.W - (1'-8"x6") Thickened slab - Vapor barrier - (6" Thk) Gravel | 1625 |  | SF | 0% | 1625 | 7.2 | 11700 | 75 | 0.12 | 195 | 14625 | 26325
31 | S101 | 3/S002 |  | Concrete slab on grade as: - (6" Thk) Reinforced concrete slab on grade #4 Bars @ 12" O.C E.W - Vapor barrier - (6" Thk) Gravel | 39 |  | SF | 0% | 39 | 6 | 234 | 75 | 0.1 | 3.9 | 292.5 | 526.5
32 | S101 | 7/S002 |  | Concrete pad as: - (4" Thk.) Reinforced concrete housekeeping pad w/ 6x6-W1.4xW1.4 Welded wire fabric - Roughen existing surface of slab at area of new pad | 39 |  | SF | 0% | 39 | 3.3 | 128.7 | 75 | 0.055 | 2.145 | 160.875 | 289.575
33 | S101 |  |  | (6" Thk.) Reinforced concrete walls for the sand interceptor and sump pit | 3.5 | 3.4537 | CY | 0% | 3.5 | 245 | 857.5 | 75 | 2.625 | 9.1875 | 689.0625 | 1546.5625
34 | A205 |  |  | Sawcut concrete floor | 145 |  | LF | 0% | 145 | 2.7 | 391.5 | 75 | 0.045 | 6.525 | 489.375 | 880.875
|  |  | 03 60 00 | GROUTING
35 |  |  |  | Misc.Grouting | 1 |  | LS | 0% | 1 | 180 | 180 | 75 | 3 | 3 | 225 | 405
[8 empty] | SUBTOTAL MATERIAL |  | 20294.4 | SUBTOTAL LABOR |  | 24908.625 | SUBTOTAL HOURS |  | 332.115 | 45203.025
|  |  | 40000 | DIVISION 04 - MASONRY
|  |  | 04 20 00 | UNIT MASONRY
36 | S102 |  |  | (8" Thk.) Reinforced grouted CMU wall | 115 | 112 | SF | 0% | 115 | 25.2 | 2898 | 75 | 0.27 | 31.05 | 2328.75 | 5226.75
[8 empty] | SUBTOTAL MATERIAL |  | 2898 | SUBTOTAL LABOR |  | 2328.75 | SUBTOTAL HOURS |  | 31.05 | 5226.75
|  |  | 50000 | DIVISION 05 - METALS
|  |  | 05 12 00 | STRUCTURAL STEEL FRAMING
37 | S101-103 | S300-400 |  | HSS 6x6x5/16 = 34 LF | 11.8 | 793.56 | TONS | 0% | 11.8 | 5500 | 64900 | 75 | 90 | 1062 | 79650 | 144550
|  |  |  | HSS 8x8x3/8 = 33 LF |  | 1243.77
|  |  |  | HSS 8x6x3/8 = 20 LF |  | 651.6
|  |  |  | HSS 6x6x3/8 = 52 LF |  | 2033.52
|  |  |  | HSS 12x6x1/2 = 74 LF |  | 4118.84
|  |  |  | HSS 4x4x3/8 = 5 LF |  | 86.35
|  |  |  | HSS 4x2-1/2x3/8 = 4 LF |  | 46.56
|  |  |  | L 3x2x1/4 = 2 LF |  | 8.2
|  |  |  | L 3x3x3/8 = 102 LF |  | 734.4
|  |  |  | L 3x3x1/4 = 23 LF |  | 112.7
|  |  |  | L 6x6x3/8 = 25 LF |  | 372.5
|  |  |  | L 8x4x1/2 = 1.25 LF |  | 24.5
|  |  |  | L 6x3-1/2x3/8 = 52.5 LF |  | 1462.5
|  |  |  | L 4x4x3/8 = 125 LF |  | 1225
|  |  |  | L 4x3x3/8 = 8 LF |  | 68
|  |  |  | L 1-1/2x1-1/2x1/4 = 30 LF |  | 71.7
|  |  |  | L 6x4x1/4 = 10 LF |  | 162
|  |  |  | Base PL 10"x10"x1/2" Thk. = 3 EA |  | 42.54
|  |  |  | Base PL 9"x9"x3/4" Thk. = 1 EA |  | 17.2287
|  |  |  | Base PL 12"x8"x1/2" Thk. = 1 EA |  | 13.6128
|  |  |  | Base PL 12"x12"x1/2" Thk. = 2 EA |  | 40.8384
|  |  |  | Base PL 6"x6"x1/2" Thk. = 2 EA |  | 10.2096
|  |  |  | PL 10"x7-1/4"x1/2" Thk. = 2 EA |  | 22.688
|  |  |  | PL 6"x6"x5/16" Thk. = 2 EA |  | 6.381
|  |  |  | WT6 Hanger = 4 LF |  | 60
|  |  |  | WT9x25 = 18 LF |  | 450
|  |  |  | WT6x15 = 10 LF |  | 150
|  |  |  | WT4x12 = 15 LF |  | 180
|  |  |  | W18x40 = 74 LF |  | 2960
|  |  |  | W8x28 = 19.5 LF |  | 546
|  |  |  | W8x31 = 39 LF |  | 1209
|  |  |  | W21x48 = 36 LF |  | 1728
|  |  |  | W12x26 = 64 LF |  | 1664
|  |  |  | Misc. Connections,welding etc. @ 5% |  | 1115.8099
|  |  | 05 52 00 | METAL RAILINGS |  | 11.716
38 | SP3.1 |  |  | (3' H) 316 S.S. ADA Hand rail | 7 |  | LF | 0% | 7 | 21 | 147 | 75 | 0.35 | 2.45 | 183.75 | 330.75
39 | SP3.0 |  |  | (2'-6" H) Grab rail | 2 |  | EA | 0% | 2 | 45 | 90 | 75 | 0.75 | 1.5 | 112.5 | 202.5
|  |  | 05 58 13 | COLUMN COVERS
40 | A200 | C2/A504 |  | Column enclosure as: - Alum. Cap - Griffolyn vapor barrier - Plywood blocking | 50 | 50 | SF | 0% | 50 | 3.9 | 195 | 75 | 0.065 | 3.25 | 243.75 | 438.75
[8 empty] | SUBTOTAL MATERIAL |  | 65332 | SUBTOTAL LABOR |  | 80190 | SUBTOTAL HOURS |  | 1069.2 | 145522
|  |  | 60000 | DIVISION 06 - WOOD, PLASTICS, AND COMPOSITES
|  |  | 06 10 00 | ROUGH CARPENTRY
41 | A200 |  |  | (1x6) Blocking | 35 |  | LF | 0% | 35 | 1.08 | 37.8 | 75 | 0.018 | 0.63 | 47.25 | 85.05
42 | A200 |  |  | FRT Wood rafters @ 16"O.C. | 846 | 845.8647 | LF | 0% | 846 | 2.04 | 1725.84 | 75 | 0.034 | 28.764 | 2157.3 | 3883.14
43 |  |  |  | Misc. Blocking | 1 |  | LS | 0% | 1 | 1.68 | 1.68 | 75 | 0.028 | 0.028 | 2.1 | 3.78
|  |  | 06 22 00 | MILLWORK
44 | A401 |  | Keynote 4 | Half-round bamboo anchored to wall | 140 |  | SF | 0% | 140 | 2.748 | 384.72 | 75 | 0.0458 | 6.412 | 480.9 | 865.62
[8 empty] | SUBTOTAL MATERIAL |  | 2150.04 | SUBTOTAL LABOR |  | 2687.55 | SUBTOTAL HOURS |  | 35.834 | 4837.59
|  |  | 70000 | DIVISION 07 - THERMAL AND MOISTURE PROTECTION
METAL ROOFING
45 | A202 | J4/A502 |  | Corrugated metal roofing (MTL-1) Note: Construction material supplied by O.S.R. | 1125 |  | SF | 0% | 1125 | 0 | 0 | 75 | 0.0675 | 75.9375 | 5695.3125 | 5695.3125
ROOFING
Note: GC to use Landlord's roofing contractor for all roof work
46 | A201 |  |  | Pre-formed Alum. coping | 8 |  | LF | 0% | 8 | 1.68 | 13.44 | 75 | 0.028 | 0.224 | 16.8 | 30.24
47 | A201 |  | Keynote 15 | S.S Reglet/ counter flashing | 11 |  | LF | 0% | 11 | 1.92 | 21.12 | 75 | 0.032 | 0.352 | 26.4 | 47.52
48 | A201 | C7/A504 | Keynote 4 | Pitch pocket flashing | 7 |  | EA | 0% | 7 | 10.26 | 71.82 | 75 | 0.171 | 1.197 | 89.775 | 161.595
49 | A201 |  | Keynote 2 | Beam wrap type roof anchor | 1 |  | EA | 0% | 1 | 12.6 | 12.6 | 75 | 0.135 | 0.135 | 10.125 | 22.725
50 | A201 | G6/A504 | Keynote 11 | Roof patch as: - Insulation and coverboard to match existing - Metal deck to match existing | 75 |  | SF | 0% | 75 | 7.32 | 549 | 75 | 0.122 | 9.15 | 686.25 | 1235.25
51 | A201 |  |  | Base flashing | 85 |  | LF | 0% | 85 | 1.68 | 142.8 | 75 | 0.028 | 2.38 | 178.5 | 321.3
|  |  | 07 70 00 | ROOF AND WALL SPECIALTIES AND ACCESSORIES
52 | A400 |  | Keynote 19 | Wall mounted exterior ladder port - Gutter saver | 1 |  | EA | 0% | 1 | 1062.5 | 1062.5 | 75 | 4.6875 | 4.6875 | 351.5625 | 1414.0625
|  |  | 07 84 00 | FIRESTOPPING
53 |  |  |  | Misc. Firestopping | 1 |  | LS | 0% | 1 | 90 | 90 | 75 | 1.5 | 1.5 | 112.5 | 202.5
|  |  | 07 92 00 | JOINT SEALANTS
54 | A204 | See Legend |  | Silicone sealant - Sikasil pool by Sika | 375 |  | LF | 0% | 375 | 0.66 | 247.5 | 75 | 0.011 | 4.125 | 309.375 | 556.875
55 | A400 |  | Keynote 22 | Double VExpansion joint | 10 |  | LF | 0% | 10 | 2.1 | 21 | 75 | 0.035 | 0.35 | 26.25 | 47.25
56 | A205 |  |  | Sealant | 735 | 735 | LF | 0% | 735 | 0.6 | 441 | 75 | 0.01 | 7.35 | 551.25 | 992.25
[8 empty] | SUBTOTAL MATERIAL |  | 2672.78 | SUBTOTAL LABOR |  | 8054.1 | SUBTOTAL HOURS |  | 107.388 | 10726.88
|  |  | 08 00 00 | DIVISION 08 - OPENINGS
|  |  | 08 11 13 | HOLLOW METAL DOORS AND FRAMES
57 | A700 | See Door Sche. |  | (90 Min. Rated, 3'-0"x7'-0") Type B, HM door w/ HM frame | 4 |  | EA | 0% | 4 | 752.25 | 3009 | 75 | 3.3188 | 13.275 | 995.625 | 4004.625
58 |  |  |  | (3'-0"x7'-0") Type E, HM door w/ HM frame | 2 |  | EA | 0% | 2 | 731 | 1462 | 75 | 3.225 | 6.45 | 483.75 | 1945.75
59 |  |  |  | (3'-8"x7'-0") Type E, HM door w/ HM frame | 2 |  | EA | 0% | 2 | 773.7125 | 1547.425 | 75 | 3.4134 | 6.8269 | 512.0156 | 2059.4406
|  |  | 08 14 00 | WOOD DOORS
60 | A700 | See Door Sche. |  | (3'-0"x7'-0") Type H, Solid core wood door w/ wood frame | 1 |  | EA | 0% | 1 | 739.5 | 739.5 | 75 | 3.2625 | 3.2625 | 244.6875 | 984.1875
61 |  |  |  | (90 Min. Rated, 3'-0"x7'-0") Type B, Solid core wood door w/ wood frame | 1 |  | EA | 0% | 1 | 760.75 | 760.75 | 75 | 3.3563 | 3.3563 | 251.7188 | 1012.4688
62 |  |  |  | (45 Min. Rated, 3'-0"x5'-6") Type C, Solid core wood door w/ wood frame | 14 |  | EA | 0% | 14 | 701.25 | 9817.5 | 75 | 3.0938 | 43.3125 | 3248.4375 | 13065.9375
63 |  |  |  | (4'-0"X7'-0") Double wooden slat door w/ wooden frame | 2 |  | EA | 0% | 2 | 794.75 | 1589.5 | 75 | 3.5063 | 7.0125 | 525.9375 | 2115.4375
|  |  | 08 43 00 | STOREFRONTS
64 | A200 |  | Keynote 4 | (25'-4"x10'-0") Alum./ Glass storefront incl. - (3'-0"x7'-0") Type A, Alum./ Glass door | 1 |  | EA | 0% | 1 | 12823.525 | 12823.525 | 75 | 56.5744 | 56.5744 | 4243.0781 | 17066.6031
65 | A200 |  | Keynote 4 | (18'-4"x10'-0") Alum./ Glass storefront incl. - (3'-0"x7'-0") Type A, Alum./ Glass door | 1 |  | EA | 0% | 1 | 9551.025 | 9551.025 | 75 | 42.1369 | 42.1369 | 3160.2656 | 12711.2906
66 | A200 |  | Keynote 4 | (29'-9"x10'-0") Alum./ Glass storefront | 1 |  | EA | 0% | 1 | 13908.125 | 13908.125 | 75 | 61.3594 | 61.3594 | 4601.9531 | 18510.0781
67 | A200 |  | Keynote 42 | (6'-4"x7'-2") Alum./ Glass storefront | 1 |  | EA | 0% | 1 | 2121.8002 | 2121.8002 | 75 | 9.3609 | 9.3609 | 702.0662 | 2823.8664
68 | A200 |  | Keynote 42 | (13'-8"x7'-2") Alum./ Glass storefront incl. - (3'-6"x7'-0") Type G, Alum./ Glass door | 1 |  | EA | 0% | 1 | 5727.5248 | 5727.5248 | 75 | 25.2685 | 25.2685 | 1895.1369 | 7622.6617
69 | A200 |  | Keynote 67 | (12'-0"x9'-4") Storefront window installation - Provided by owner | 1 |  | EA | 0% | 1 | 0 | 0 | 75 | 23.0917 | 23.0917 | 1731.8812 | 1731.8812
70 | A200 |  | Keynote 66 | 66 (11'-3"x10'-0") Storefront incl. double door installation - Provided by owner | 1 |  | EA | 0% | 1 | 0 | 0 | 75 | 23.2031 | 23.2031 | 1740.2344 | 1740.2344
ALUMINUM WINDOWS
71 | A200 |  | Keynote 31 | (42" Dia.) Wood/ glass window - Jeld-Wen Siteline series - EW42FRDS | 1 |  | EA | 0% | 1 | 531.5685 | 531.5685 | 75 | 2.3452 | 2.3452 | 175.8866 | 707.4552
|  |  | 08 71 00 | DOOR HARDWARE
72 | A200 | J1/A502 | Keynote 54 | (8" W) Corian sill (SS-3) | 35 |  | LF | 0% | 35 | 10.2 | 357 | 75 | 0.045 | 1.575 | 118.125 | 475.125
73 | A700 | See Door Sche. |  | Hardware Set #1 (3) HINGES (1) STOREROOM LOCK (1) DOOR CLOSER (1) DOOR SWEEP (1) WALL STOP (1) KICK PLATE, 8" | 2 |  | EA | 0% | 2 | 352.75 | 705.5 | 75 | 1.5562 | 3.1125 | 233.4375 | 938.9375
74 |  |  |  | Hardware Set #2 (4) HINGES (1) EXIT DEVICE TRIM (HANDLE) (1) WALL STOP (1) DUTCH DOOR BOLT (1) WALL STOP | 1 |  | EA | 0% | 1 | 354.45 | 354.45 | 75 | 1.5637 | 1.5637 | 117.2812 | 471.7312
75 |  |  |  | Hardware Set #3 (3) HINGES (1) EXIT DEVICE TRIM (HANDLE) (1) WALL STOP (1) KICK PLATE, 8" ASA STRIKE | 4 |  | EA | 0% | 4 | 345.95 | 1383.8 | 75 | 1.5262 | 6.105 | 457.875 | 1841.675
76 |  |  |  | Hardware Set #4 (1) CONTINUOUS HINGE (1) EXIT DEVICE TRIM (HANDLE) (1) CYLINDER LOCK (1) EXIT DEVICE (1) DOOR CLOSER (2) DOOR SWEEP (1) WALL STOP | 2 |  | EA | 0% | 2 | 361.25 | 722.5 | 75 | 1.5938 | 3.1875 | 239.0625 | 961.5625
77 |  |  |  | Hardware Set #6 (3) HINGES (1) EXIT DEVICE TRIM (HANDLE) (1) DOOR CLOSER (1) KICK PLATE, 8" (1) WALL STOP | 1 |  | EA | 0% | 1 | 318.75 | 318.75 | 75 | 1.4062 | 1.4062 | 105.4688 | 424.2188
78 |  |  |  | Hardware Set #7 (3) HINGES (1) EXIT DEVICE TRIM (HANDLE) (1) WALL STOP ASA STRIKE | 14 |  | EA | 0% | 14 | 310.25 | 4343.5 | 75 | 1.3687 | 19.1625 | 1437.1875 | 5780.6875
79 |  |  |  | Hardware Set #9 (3) HINGES (1) EXIT DEVICE (1) EXIT DEVICE TRIM (HANDLE) (1) DOOR CLOSER (1) DOOR THRESHOLD (1) DOOR SWEEP (1) CYLINDER LOCK | 1 |  | EA | 0% | 1 | 341.7 | 341.7 | 75 | 1.5075 | 1.5075 | 113.0625 | 454.7625
80 |  |  |  | Hardware Set #10 (1) CONTINUOUS HINGE (1) EXIT DEVICE TRIM (HANDLE) (1) CYLINDER LOCK (1) EXIT DEVICE (1) DOOR CLOSER (1) DOOR SWEEP (1) FLOOR STOP (1) DOOR THRESHOLD | 1 |  | EA | 0% | 1 | 332.35 | 332.35 | 75 | 1.4663 | 1.4663 | 109.9688 | 442.3188
81 |  |  |  | Hardware Set #11 (1) CONTINUOUS HINGE (1) EXIT DEVICE TRIM (HANDLE) (1) EXIT DEVICE (1) DOOR CLOSER (1) DOOR SWEEP (1) FLOOR STOP | 1 |  | EA | 0% | 1 | 326.4 | 326.4 | 75 | 1.44 | 1.44 | 108 | 434.4
82 |  |  |  | Hardware Set #13 (3) HINGES (1) EXIT DEVICE TRIM (HANDLE) (1) DOOR CLOSER (1) WALL STOP (1) KICK PLATE | 1 |  | EA | 0% | 1 | 329.8 | 329.8 | 75 | 1.455 | 1.455 | 109.125 | 438.925
83 | A200 |  |  | ADA Compliant grate at (6' W) entrance - Detail is not provided | 1 |  | LS | 0% | 1 | 425 | 425 | 75 | 1.875 | 1.875 | 140.625 | 565.625
|  |  | 08 80 00 | GLAZING
84 | A503 |  |  | (1/2") Tempered clear glass | 95 |  | SF | 0% | 95 | 46.75 | 4441.25 | 75 | 0.20625 | 19.5938 | 1469.5312 | 5910.7812
[8 empty] | SUBTOTAL MATERIAL |  | 77971.2435 | SUBTOTAL LABOR |  | 29271.4241 | SUBTOTAL HOURS |  | 390.2857 | 107242.6677
|  |  | 09 00 00 | DIVISION 09 - FINISHES
|  |  | 09 21 16 | GYPSUM BOARD ASSEMBLIES
| A204 | See Partition Sche. @ A008 |  | Partition wall type B2 as: |  | 8
85 |  |  |  | (3-5/8", 22 GA.) Top and bottom metal track | 16 | 16 | LF | 0% | 16 | 1.92 | 30.72 | 75 | 0.032 | 0.512 | 38.4 | 69.12
86 |  |  |  | (3-5/8", 18 GA.) Steel studs @ 16" O.C. | 113 | 112.782 | LF | 0% | 113 | 1.92 | 216.96 | 75 | 0.032 | 3.616 | 271.2 | 488.16
87 |  |  |  | (1 Layer, 5/8" Thk.) Gypsum wall board on both sides | 300 | 300 | SF | 0% | 300 | 0.78 | 234 | 75 | 0.013 | 3.9 | 292.5 | 526.5
88 |  |  |  | Sound attenuation batt insulation | 151 | 150.2 | SF | 0% | 151 | 1.68 | 253.68 | 75 | 0.028 | 4.228 | 317.1 | 570.78
89 |  |  |  | Vapor retarder | 151 | 150.2 | SF | 0% | 151 | 1.2 | 181.2 | 75 | 0.02 | 3.02 | 226.5 | 407.7
90 |  |  |  | Flexible sealant @ top and bottom on each side | 32 | 32 | LF | 0% | 32 | 0.6 | 19.2 | 75 | 0.01 | 0.32 | 24 | 43.2
|  |  |  | Partition wall type B3 as: |  | 143.5
91 |  |  |  | (6", 22 GA.) Top and bottom metal track | 287 | 287 | LF | 0% | 287 | 2.52 | 723.24 | 75 | 0.042 | 12.054 | 904.05 | 1627.29
92 |  |  |  | (6", 18 GA.) Steel studs @ 16" O.C. | 2107 | 2106.5865 | LF | 0% | 2107 | 2.52 | 5309.64 | 75 | 0.042 | 88.494 | 6637.05 | 11946.69
93 |  |  |  | (1 Layer, 5/8" Thk.) Gypsum wall board on both sides | 5604 | 5603.52 | SF | 0% | 5604 | 0.78 | 4371.12 | 75 | 0.013 | 72.852 | 5463.9 | 9835.02
94 |  |  |  | (1 Layer, 5/8" Thk.) FRT Plywood | 435 | 432 | SF | 0% | 435 | 1.74 | 756.9 | 75 | 0.029 | 12.615 | 946.125 | 1703.025
95 |  |  |  | Sound attenuation batt insulation | 2802 | 2801.76 | SF | 0% | 2802 | 1.68 | 4707.36 | 75 | 0.028 | 78.456 | 5884.2 | 10591.56
96 |  |  |  | Vapor retarder | 2802 | 2801.76 | SF | 0% | 2802 | 1.2 | 3362.4 | 75 | 0.02 | 56.04 | 4203 | 7565.4
97 |  |  |  | Flexible sealant @ top and bottom on each side | 574 | 574 | LF | 0% | 574 | 0.6 | 344.4 | 75 | 0.01 | 5.74 | 430.5 | 774.9
|  |  |  | Partition wall type A as: |  | 143.5
98 |  |  |  | (3-5/8", 22 GA.) Top and bottom metal track | 5 | 5 | LF | 0% | 5 | 1.92 | 9.6 | 75 | 0.032 | 0.16 | 12 | 21.6
99 |  |  |  | (3-5/8", 18 GA.) Steel studs @ 16" O.C. | 35 | 35.094 | LF | 0% | 35 | 1.92 | 67.2 | 75 | 0.032 | 1.12 | 84 | 151.2
100 |  |  |  | (1 Layer, 5/8" Thk.) Gypsum wall board on both sides | 94 | 93.35 | SF | 0% | 94 | 0.78 | 73.32 | 75 | 0.013 | 1.222 | 91.65 | 164.97
101 |  |  |  | Flexible sealant @ top and bottom on each side | 10 | 10 | LF | 0% | 10 | 0.6 | 6 | 75 | 0.01 | 0.1 | 7.5 | 13.5
|  |  |  | Partition wall type A2 as: |  | 24.5
102 |  |  |  | (3-5/8", 22 GA.) Top and bottom metal track | 49 | 49 | LF | 0% | 49 | 1.92 | 94.08 | 75 | 0.032 | 1.568 | 117.6 | 211.68
103 |  |  |  | (3-5/8", 18 GA.) Steel studs @ 16" O.C. | 346 | 345.3947 | LF | 0% | 346 | 1.92 | 664.32 | 75 | 0.032 | 11.072 | 830.4 | 1494.72
104 |  |  |  | (1 Layer, 5/8" Thk.) Gypsum wall board on both sides | 919 | 918.75 | SF | 0% | 919 | 0.78 | 716.82 | 75 | 0.013 | 11.947 | 896.025 | 1612.845
105 |  |  |  | Sound attenuation batt insulation | 460 | 459.375 | SF | 0% | 460 | 1.68 | 772.8 | 75 | 0.028 | 12.88 | 966 | 1738.8
106 |  |  |  | Flexible sealant @ top and bottom on each side | 98 | 98 | LF | 0% | 98 | 0.6 | 58.8 | 75 | 0.01 | 0.98 | 73.5 | 132.3
|  |  |  | Partition wall type A3 as: |  | 26
107 |  |  |  | (6", 22 GA.) Top and bottom metal track | 52 | 52 | LF | 0% | 52 | 2.52 | 131.04 | 75 | 0.042 | 2.184 | 163.8 | 294.84
108 |  |  |  | (6", 18 GA.) Steel studs @ 16" O.C. | 369 | 368.1053 | LF | 0% | 369 | 2.52 | 929.88 | 75 | 0.042 | 15.498 | 1162.35 | 2092.23
109 |  |  |  | (1 Layer, 5/8" Thk.) Gypsum wall board on both sides | 980 | 979.16 | SF | 0% | 980 | 0.78 | 764.4 | 75 | 0.013 | 12.74 | 955.5 | 1719.9
110 |  |  |  | Sound attenuation batt insulation | 490 | 489.58 | SF | 0% | 490 | 1.68 | 823.2 | 75 | 0.028 | 13.72 | 1029 | 1852.2
111 |  |  |  | Flexible sealant @ top and bottom on each side | 104 | 104 | LF | 0% | 104 | 0.6 | 62.4 | 75 | 0.01 | 1.04 | 78 | 140.4
|  |  |  | Partition wall type D2 as: |  | 75
112 |  |  |  | (3-5/8", 22 GA.) Top and bottom metal track | 1550 | 1550 | LF | 0% | 1550 | 1.92 | 2976 | 75 | 0.032 | 49.6 | 3720 | 6696
113 |  |  |  | (3-5/8", 18 GA.) Steel studs @ 16" O.C. | 643 | 642.2714 | LF | 0% | 643 | 1.92 | 1234.56 | 75 | 0.032 | 20.576 | 1543.2 | 2777.76
114 |  |  |  | (1 Layer, 5/8" Thk.) Gypsum wall board on both sides | 1697 | 1696.772 | SF | 0% | 1697 | 0.78 | 1323.66 | 75 | 0.013 | 22.061 | 1654.575 | 2978.235
115 |  |  |  | Sound attenuation batt insulation | 838 | 838.046 | SF | 0% | 838 | 1.68 | 1407.84 | 75 | 0.028 | 23.464 | 1759.8 | 3167.64
116 |  |  |  | Flexible sealant @ top and bottom on each side | 300 | 300 | LF | 0% | 300 | 0.6 | 180 | 75 | 0.01 | 3 | 225 | 405
|  |  |  | Partition wall type E2 as: |  | 26.5
117 |  |  |  | (3-5/8", 22 GA.) Top and bottom metal track | 53 | 53 | LF | 0% | 53 | 1.92 | 101.76 | 75 | 0.032 | 1.696 | 127.2 | 228.96
118 |  |  |  | (3-5/8", 20 GA.) Steel studs @ 16" O.C. | 219 | 218.8609 | LF | 0% | 219 | 1.92 | 420.48 | 75 | 0.032 | 7.008 | 525.6 | 946.08
119 |  |  |  | (1 Layer, 5/8" Thk.) Gypsum wall board on both sides | 583 | 582.17 | SF | 0% | 583 | 0.78 | 454.74 | 75 | 0.013 | 7.579 | 568.425 | 1023.165
120 |  |  |  | Sound attenuation batt insulation | 291 | 291.085 | SF | 0% | 291 | 1.68 | 488.88 | 75 | 0.028 | 8.148 | 611.1 | 1099.98
121 |  |  |  | Flexible sealant @ top and bottom on each side | 106 | 106 | LF | 0% | 106 | 0.6 | 63.6 | 75 | 0.01 | 1.06 | 79.5 | 143.1
Furring wall type G as:
122 |  |  |  | (1 Layer, 5/8" Thk.) Gypsum wall board | 2317 | 2317.025 | SF | 0% | 2317 | 0.78 | 1807.26 | 75 | 0.013 | 30.121 | 2259.075 | 4066.335
123 |  |  |  | Flexible sealant @ top and bottom on one side | 311 | 311.34 | LF | 0% | 311 | 0.6 | 186.6 | 75 | 0.01 | 3.11 | 233.25 | 419.85
Furring wall type G1 as:
124 |  |  |  | (1 Layer, 5/8" Thk.) Gypsum wall board | 901 | 901.0025 | SF | 0% | 901 | 0.78 | 702.78 | 75 | 0.013 | 11.713 | 878.475 | 1581.255
125 |  |  |  | Vapor retarder | 901 | 901.0025 | SF | 0% | 901 | 1.2 | 1081.2 | 75 | 0.02 | 18.02 | 1351.5 | 2432.7
126 |  |  |  | Flexible sealant @ top and bottom on one side | 105 | 105 | LF | 0% | 105 | 0.6 | 63 | 75 | 0.01 | 1.05 | 78.75 | 141.75
|  |  |  | Furring wall type G2 as: |  | 7
127 |  |  |  | (2-1/2", 22 GA.) Top and bottom metal track | 14 | 14 | LF | 0% | 14 | 1.5 | 21 | 75 | 0.025 | 0.35 | 26.25 | 47.25
128 |  |  |  | (2-1/2", 20 GA.) Steel studs @ 16" O.C. | 45 | 44.7368 | LF | 0% | 45 | 1.5 | 67.5 | 75 | 0.025 | 1.125 | 84.375 | 151.875
129 |  |  |  | (1 Layer, 5/8" Thk.) Gypsum wall board | 60 | 59.5 | SF | 0% | 60 | 0.78 | 46.8 | 75 | 0.013 | 0.78 | 58.5 | 105.3
130 |  |  |  | Flexible sealant @ top and bottom on one side | 14 | 14 | LF | 0% | 14 | 0.6 | 8.4 | 75 | 0.01 | 0.14 | 10.5 | 18.9
|  |  |  | Furring wall type G3 as: |  | 27.5
131 |  |  |  | (2-1/2", 22 GA.) Top and bottom metal track | 55 | 55 | LF | 0% | 55 | 1.5 | 82.5 | 75 | 0.025 | 1.375 | 103.125 | 185.625
132 |  |  |  | (2-1/2", 18 GA.) Steel studs @ 16" O.C. | 386 | 386.0338 | LF | 0% | 386 | 1.5 | 579 | 75 | 0.025 | 9.65 | 723.75 | 1302.75
133 |  |  |  | (1 Layer, 5/8" Thk.) Gypsum wall board | 514 | 513.425 | SF | 0% | 514 | 0.78 | 400.92 | 75 | 0.013 | 6.682 | 501.15 | 902.07
134 |  |  |  | Durock Cement backer board | 240 | 240 | SF | 0% | 240 | 1.32 | 316.8 | 75 | 0.022 | 5.28 | 396 | 712.8
135 |  |  |  | Vapor retarder | 514 | 513.425 | SF | 0% | 514 | 1.2 | 616.8 | 75 | 0.02 | 10.28 | 771 | 1387.8
136 |  |  |  | Flexible sealant @ top and bottom on one side | 55 | 55 | LF | 0% | 55 | 0.6 | 33 | 75 | 0.01 | 0.55 | 41.25 | 74.25
|  |  |  | Furring wall type K as: |  | 38
137 |  |  |  | (2") Z-Furring strips @ 16" O.C. | 584 | 583.4586 | LF | 0% | 584 | 1.32 | 770.88 | 75 | 0.022 | 12.848 | 963.6 | 1734.48
138 |  |  |  | R-13 CI Rigid Polyiso insulation | 776 | 775.46 | SF | 0% | 776 | 1.56 | 1210.56 | 75 | 0.026 | 20.176 | 1513.2 | 2723.76
139 |  |  |  | (1 Layer, 5/8" Thk.) Type X, Gypsum wall board | 776 |  | SF | 0% | 776 | 0.84 | 651.84 | 75 | 0.014 | 10.864 | 814.8 | 1466.64
140 |  |  |  | Flexible sealant @ top and bottom on one side | 76 | 76 | LF | 0% | 76 | 0.6 | 45.6 | 75 | 0.01 | 0.76 | 57 | 102.6
Furring wall type K1 as:
141 |  |  |  | (2") Z-Furring strips @ 16" O.C. | 622 | 621.6541 | LF | 0% | 622 | 1.32 | 821.04 | 75 | 0.022 | 13.684 | 1026.3 | 1847.34
142 |  |  |  | R-13 CI Rigid Polyiso insulation | 827 | 826.8 | SF | 0% | 827 | 1.56 | 1290.12 | 75 | 0.026 | 21.502 | 1612.65 | 2902.77
143 |  |  |  | (1 Layer, 5/8" Thk.) Type X, Gypsum wall board | 827 |  | SF | 0% | 827 | 0.84 | 694.68 | 75 | 0.014 | 11.578 | 868.35 | 1563.03
144 |  |  |  | Vapor retarder | 827 |  | SF | 0% | 827 | 1.2 | 992.4 | 75 | 0.02 | 16.54 | 1240.5 | 2232.9
145 |  |  |  | Flexible sealant @ top and bottom on one side | 79 | 79 | LF | 0% | 79 | 0.6 | 47.4 | 75 | 0.01 | 0.79 | 59.25 | 106.65
|  |  |  | Viewing wallas: |  | 75
146 |  |  |  | (3-5/8", 22 GA.) Top and bottom metal track | 300 | 300 | LF | 0% | 300 | 1.92 | 576 | 75 | 0.032 | 9.6 | 720 | 1296
147 |  |  |  | (3-5/8", 20 GA.) Steel studs @ 16" O.C. | 1091 | 1090.6015 | LF | 0% | 1091 | 1.92 | 2094.72 | 75 | 0.032 | 34.912 | 2618.4 | 4713.12
148 |  |  |  | (1 Layer, 5/8" Thk.) Gypsum wall board | 576 | 575.25 | SF | 0% | 576 | 0.78 | 449.28 | 75 | 0.013 | 7.488 | 561.6 | 1010.88
149 |  |  |  | (1 Layer, 5/8" Thk.) Mold tough Gypsum wall board | 576 | 575.25 | SF | 0% | 576 | 0.9 | 518.4 | 75 | 0.015 | 8.64 | 648 | 1166.4
150 |  |  |  | Sound attenuation batt insulation | 576 | 575.25 | SF | 0% | 576 | 1.68 | 967.68 | 75 | 0.028 | 16.128 | 1209.6 | 2177.28
151 |  |  |  | Grifffolyn vapor barrier | 576 | 575.25 | SF | 0% | 576 | 1.2 | 691.2 | 75 | 0.02 | 11.52 | 864 | 1555.2
152 |  |  |  | Flexible sealant @ top and bottom on each side | 300 | 300 | LF | 0% | 300 | 0.6 | 180 | 75 | 0.01 | 3 | 225 | 405
153 | A202 |  |  | (5/8" Thk.) Gypsum wall board ceiling w/ suspension system | 475 | 473.74 | SF | 0% | 475 | 1.68 | 798 | 75 | 0.028 | 13.3 | 997.5 | 1795.5
154 | A202 |  |  | Grifffolyn vapor barrier | 75 |  | SF | 0% | 75 | 1.2 | 90 | 75 | 0.02 | 1.5 | 112.5 | 202.5
155 | A200 | Keynote 27 |  | (4'-0"x4'-0") Plywood backboard | 16 | 16 | SF | 0% | 16 | 1.71 | 27.36 | 75 | 0.0285 | 0.456 | 34.2 | 61.56
156 | A200 | Keynote 77 |  | (6'-6"x5'-7") Backer boards | 37 | 36.855 | SF | 0% | 37 | 1.32 | 48.84 | 75 | 0.022 | 0.814 | 61.05 | 109.89
157 |  |  |  | Taping (180' L) | 29.8611 |  | ROLLS | 0% | 29.8611 | 4.5 | 134.375 | 75 | 0.075 | 2.2396 | 167.9687 | 302.3438
158 |  |  |  | Mudding Compound (12 LBS) | 75.9667 |  | BUCKETS | 0% | 75.9667 | 36 | 2734.8 | 75 | 0.6 | 45.58 | 3418.5 | 6153.3
159 |  |  |  | Screws (244 EA) | 99.1291 |  | BOXES | 0% | 99.1291 | 4.392 | 435.375 | 75 | 0.0732 | 7.2562 | 544.2188 | 979.5938
|  |  | 09 24 33 | CEMENT PARGING
160 | A400 |  | Keynote 8 | (7/8" Thk.) Portland cement plaster finish - (1/2" Thk.) Dens glass sheathing - 3-5/8" x 16GA. Steel studs @ 16 O.C. = 115 LF - Air barrier | 150 | 112.782 | SF | 0% | 150 | 5.6736 | 851.0414 | 75 | 0.09456 | 14.184 | 1063.8017 | 1914.843
|  |  | 93013 | CERAMIC TILING
161 | A206 | See Finish Sche. |  | Ceramic wall tile (WC-1) | 505 | 502 | SF | 0% | 505 | 12 | 6060 | 75 | 0.1375 | 69.4375 | 5207.8125 | 11267.8125
162 | A206 |  | Keynote 4 | Schluter Transition | 142 |  | LF | 0% | 142 | 2.1 | 298.2 | 75 | 0.035 | 4.97 | 372.75 | 670.95
POOL FINISHES
163 | SP3.0 | 1/SP3.1 |  | (12" W) Precast concrete coping w/ slip resistant finish - DQ Series by federal stone | 185 |  | LF | 0% | 185 | 8.7 | 1609.5 | 75 | 0.145 | 26.825 | 2011.875 | 3621.375
164 |  |  |  | Slip resistant ceramic tile | 317 | 317.17 | SF | 0% | 317 | 12.85 | 4073.45 | 75 | 0.1375 | 43.5875 | 3269.0625 | 7342.5125
165 |  |  |  | Slip resistant diamond brite interior finish in pool | 2105 | 2104.8342 | SF | 0% | 2105 | 5.142 | 10823.91 | 75 | 0.0857 | 180.3985 | 13529.8875 | 24353.7975
|  |  | 09 51 00 | ACOUSTICAL CEILINGS
166 | A202 |  |  | Vinyl coated ACT Ceiling tiles w/ grid system | 96 |  | SF | 0% | 96 | 4.5 | 432 | 75 | 0.075 | 7.2 | 540 | 972
|  |  | 09 64 19 | WOOD FLOORING
167 | A206 | See Finish Sche. |  | (4" H) Wood Base - B1 | 150 |  | LF | 0% | 150 | 1.5 | 225 | 75 | 0.025 | 3.75 | 281.25 | 506.25
|  |  | 09 65 19 | RESILIENT TILE FLOORING
168 | A206 | See Finish Sche. |  | Clean floor and apply (2 coats) of sealer (FC-1) - Hermatic quartz epoxy overlay | 2775 |  | SF | 0% | 2775 | 2.28 | 6327 | 75 | 0.038 | 105.45 | 7908.75 | 14235.75
169 |  |  |  | Apply curing agent and sendefoam (FC-2) - Clean floor and apply (1 coat) of sealer - Hermatic quartz epoxy overlay | 1700 |  | SF | 0% | 1700 | 2.04 | 3468 | 75 | 0.034 | 57.8 | 4335 | 7803
170 |  |  |  | 1 Coat sealer | 575 |  | SF | 0% | 575 | 1.8 | 1035 | 75 | 0.03 | 17.25 | 1293.75 | 2328.75
171 |  |  |  | (4" H) Rubber Base - B2 | 855 |  | LF | 0% | 855 | 1.38 | 1179.9 | 75 | 0.023 | 19.665 | 1474.875 | 2654.775
172 |  |  |  | (4" H) Built up epoxy cove base - B4 | 77 |  | LF | 0% | 77 | 1.44 | 110.88 | 75 | 0.024 | 1.848 | 138.6 | 249.48
|  |  | 09 72 00 | WALL COVERINGS
173 | A200 |  | Keynote 37 | FRP Wall covering | 470 | 469 | SF | 0% | 470 | 2.7 | 1269 | 75 | 0.045 | 21.15 | 1586.25 | 2855.25
|  |  | 09 77 00 | SPECIAL WALL SURFACING
174 | A402 |  | Keynote 22 | (30'-4"x8'-9") Mural wall graphic installation - Provided by owner | 266 | 265.475 | SF | 0% | 266 | 3.75 | 997.5 | 75 | 0.0625 | 16.625 | 1246.875 | 2244.375
|  |  | 09 91 00 | PAINTING
175 | A202 |  |  | Prime and paint GWB Ceiling | 475 |  | SF | 0% | 475 | 0.99 | 470.25 | 75 | 0.0165 | 7.8375 | 587.8125 | 1058.0625
176 | A700 | See Door Sche. |  | Paint single door incl. frame | 24 |  | EA | 0% | 24 | 51 | 1224 | 75 | 0.85 | 20.4 | 1530 | 2754
177 |  |  |  | Paint double door incl. frame | 2 |  | EA | 0% | 2 | 66 | 132 | 75 | 1.1 | 2.2 | 165 | 297
178 | A400 |  | Keynote 5 | Paint CMU masonry to match existing | 1130 |  | SF | 0% | 1130 | 1.11 | 1254.3 | 75 | 0.0185 | 20.905 | 1567.875 | 2822.175
179 | A206 | See Finish Sche. |  | Clean, scrape, prepare and paint interior deck incl. steel beams, ducts, piping, conduits (C1-3) | 7815 | 7811 | SF | 0% | 7815 | 2.1 | 16411.5 | 75 | 0.035 | 273.525 | 20514.375 | 36925.875
180 | A206 | See Finish Sche. |  | Prime and paint walls - 2 Coats paint and 1 coat primer | 16150 | 16148.795 | SF | 0% | 16150 | 0.81 | 13081.5 | 75 | 0.0135 | 218.025 | 16351.875 | 29433.375
[8 empty] | SUBTOTAL MATERIAL |  | 127954.2414 | SUBTOTAL LABOR |  | 155752.8642 | SUBTOTAL HOURS |  | 2076.7049 | 283707.1055
|  |  | 10 00 00 | DIVISION 10 - SPECIALTIES
181 | A200 |  | Keynote 33 | Backstroke swimming flags installation - Provided by owner | 1 |  | LS | 0% | 1 | 0 | 0 | 75 | 1.25 | 1.25 | 93.75 | 93.75
|  |  | 10 11 00 | VISUAL DISPLAY UNITS
182 | A600 |  | Keynote 15 | (4'-9"x4'-7") Chalk board | 1 |  | EA | 0% | 1 | 340 | 340 | 75 | 2.125 | 2.125 | 159.375 | 499.375
183 | A600 |  | Keynote 16 | (4'-9"x4'-7") Cork board | 1 |  | EA | 0% | 1 | 340 | 340 | 75 | 2.125 | 2.125 | 159.375 | 499.375
|  |  | 10 14 00 | SIGNAGE
184 | A900 |  |  | (9"x6") Signage type T | 4 |  | EA | 0% | 4 | 0 | 0 | 75 | 0.375 | 1.5 | 112.5 | 112.5
185 |  |  |  | (9"x9") Signage type W | 3 |  | EA | 0% | 3 | 0 | 0 | 75 | 0.425 | 1.275 | 95.625 | 95.625
186 |  |  |  | (26"x12") Signage installation - Provided by owner | 2 |  | EA | 0% | 2 | 0 | 0 | 75 | 0.8125 | 1.625 | 121.875 | 121.875
187 |  |  |  | (16"x21") Signage installation - Provided by owner | 1 |  | EA | 0% | 1 | 0 | 0 | 75 | 0.875 | 0.875 | 65.625 | 65.625
188 |  |  |  | (67.3"x42") Signage installation - Provided by owner | 1 |  | EA | 0% | 1 | 0 | 0 | 75 | 7.3555 | 7.3555 | 551.6602 | 551.6602
189 |  |  |  | (40"x24") Signage installation - Provided by owner | 4 |  | EA | 0% | 4 | 0 | 0 | 75 | 2.5 | 10 | 750 | 750
190 |  |  |  | (24"x12") Signage installation - Provided by owner | 6 |  | EA | 0% | 6 | 0 | 0 | 75 | 0.75 | 4.5 | 337.5 | 337.5
191 |  |  |  | (24"x16") Signage installation - Provided by owner | 1 |  | EA | 0% | 1 | 0 | 0 | 75 | 1 | 1 | 75 | 75
192 |  |  |  | (26"x16") Signage installation - Provided by owner | 1 |  | EA | 0% | 1 | 0 | 0 | 75 | 1.0833 | 1.0833 | 81.25 | 81.25
193 |  |  |  | (18"x24") Signage installation - Provided by owner | 3 |  | EA | 0% | 3 | 0 | 0 | 75 | 1.125 | 3.375 | 253.125 | 253.125
194 |  |  |  | (12"x18") Signage installation - Provided by owner | 3 |  | EA | 0% | 3 | 0 | 0 | 75 | 0.5625 | 1.6875 | 126.5625 | 126.5625
195 |  |  |  | (27"x12") Signage installation - Provided by owner | 3 |  | EA | 0% | 3 | 0 | 0 | 75 | 0.84375 | 2.5312 | 189.8438 | 189.8438
|  |  | 10 28 13 | TOILET ACCESSORIES
196 | A600 |  | Keynote 4 | (42"X20") Changing room benches installation - Provided by owner | 12 |  | EA | 0% | 12 | 0 | 0 | 75 | 1.7188 | 20.625 | 1546.875 | 1546.875
197 | A600 |  | Keynote 4 | (48"X24") Changing room benches installation - Provided by owner | 2 |  | EA | 0% | 2 | 0 | 0 | 75 | 2.0312 | 4.0625 | 304.6875 | 304.6875
198 | A200 | A503 | Keynote 12 | Shower soap dispensers installation - Provided by owner | 9 |  | EA | 0% | 9 | 0 | 0 | 75 | 0.75 | 6.75 | 506.25 | 506.25
199 | A600 |  | Keynote 3 | Clothes hook - Manf: Liberty hardware - Model#: B4611Q-W-C5.2X | 18 |  | EA | 0% | 18 | 21.25 | 382.5 | 75 | 0.09375 | 1.6875 | 126.5625 | 509.0625
200 | A501 | See Toilet Accessory Sche. |  | (2'-11" W) Baby changing station | 4 |  | EA | 0% | 4 | 191.25 | 765 | 75 | 0.84375 | 3.375 | 253.125 | 1018.125
201 |  |  |  | Wall mounted paper towel dispenser | 4 |  | EA | 0% | 4 | 119 | 476 | 75 | 0.525 | 2.1 | 157.5 | 633.5
202 |  |  |  | (2'-0"x3'-0") Wall mounted mirror | 4 |  | EA | 0% | 4 | 255 | 1020 | 75 | 1.125 | 4.5 | 337.5 | 1357.5
203 |  |  |  | Toilet paper dispenser | 4 |  | EA | 0% | 4 | 119 | 476 | 75 | 0.525 | 2.1 | 157.5 | 633.5
204 |  |  |  | (42" L) Grab bar | 4 |  | EA | 0% | 4 | 102 | 408 | 75 | 0.45 | 1.8 | 135 | 543
205 |  |  |  | (36" L) Grab bar | 4 |  | EA | 0% | 4 | 93.5 | 374 | 75 | 0.4125 | 1.65 | 123.75 | 497.75
206 |  |  |  | (18" L) Grab bar | 4 |  | EA | 0% | 4 | 80.75 | 323 | 75 | 0.35625 | 1.425 | 106.875 | 429.875
207 |  |  |  | Wall mounted soap dispenser | 4 |  | EA | 0% | 4 | 127.5 | 510 | 75 | 0.5625 | 2.25 | 168.75 | 678.75
208 |  |  |  | (2'-6"x1'-6") Wall mounted grab bar | 1 |  | EA | 0% | 1 | 140.25 | 140.25 | 75 | 0.61875 | 0.61875 | 46.4062 | 186.6562
209 |  |  |  | (2'-9"x1'-9") ADA Shower seat | 1 |  | EA | 0% | 1 | 292.1875 | 292.1875 | 75 | 1.2891 | 1.2891 | 96.6797 | 388.8672
210 |  |  |  | Trash can | 4 |  | EA | 0% | 4 | 120.7 | 482.8 | 75 | 0.5325 | 2.13 | 159.75 | 642.55
211 | A404 |  | Keynote 13 | Clothes hook | 28 |  | EA | 0% | 28 | 72.25 | 2023 | 75 | 0.31875 | 8.925 | 669.375 | 2692.375
212 | A503 |  |  | Towel hooks | 8 |  | EA | 0% | 8 | 21.25 | 170 | 75 | 0.09375 | 0.75 | 56.25 | 226.25
|  |  | 10 44 13 | FIRE PROTECTION CABINETS
213 | A200 |  | Keyynote 34 | Fire extinguisher cabinet w/ extinguisher | 4 |  | EA | 0% | 4 | 212.5 | 850 | 75 | 0.9375 | 3.75 | 281.25 | 1131.25
|  |  | 10 56 00 | STORAGE ASSEMBLIES
214 | A404 | J2/A504 | Keynote 11 | (1'-6" W) Wall mounted wire shelving | 13 |  | LF | 0% | 13 | 87.5 | 1137.5 | 75 | 0.9375 | 12.1875 | 914.0625 | 2051.5625
215 | A404 |  | Keynote 16 | (1'-4" W) Rubber maid hangers and rubber shelves for crates and storage | 80 |  | LF | 0% | 80 | 85.4 | 6832 | 75 | 0.915 | 73.2 | 5490 | 12322
[8 empty] | SUBTOTAL MATERIAL |  | 17342.2375 | SUBTOTAL LABOR |  | 14811.2148 | SUBTOTAL HOURS |  | 197.4829 | 32153.4523
|  |  | 11 00 00 | DIVISION 11 - EQUIPMENT
216 | A401 |  | Keynote 24 | TV/ Monitor brackets installation - Provided by owner | 3 |  | EA | 0% | 3 | 0 | 0 | 75 | 0.28125 | 0.84375 | 63.2812 | 63.2812
POOL EQUIPMENT
217 | A200 |  | Keynote 21 | Wall mounted swimsuit water extractor - Manf: Suitmate - 115V/60HZ | 1 |  | EA | 0% | 1 | 2350 | 2350 | 75 | 14.6875 | 14.6875 | 1101.5625 | 3451.5625
218 | A200 |  | Keynote 4 | Hair dryer station installation - Provided by owner | 1 |  | EA | 0% | 1 | 0 | 0 | 75 | 2.25 | 2.25 | 168.75 | 168.75
|  |  | 11 32 00 | UNIT KITCHENS
219 | A200 |  | Keynote 30 | Refrigerator installation - Provided by owner | 1 |  | EA | 0% | 1 | 0 | 0 | 75 | 4.5 | 4.5 | 337.5 | 337.5
[8 empty] | SUBTOTAL MATERIAL |  | 2350 | SUBTOTAL LABOR |  | 1671.0938 | SUBTOTAL HOURS |  | 22.2812 | 4021.0938
|  |  | 12 00 00 | DIVISION 12 - FURNISHINGS
220 | A200 | A503 | Keynote 9 | (16'-0"x1'-10") Shower bench w/ shower wall metal structure | 1 |  | EA | 0% | 1 | 1400 | 1400 | 75 | 15 | 15 | 1125 | 2525
|  |  | 12 30 00 | CASEWORK
221 | A600 |  | Keynote 10 | (4'-0"X6'-0") Cubbies installation - Provided by owner | 2 |  | EA | 0% | 2 | 0 | 0 | 75 | 2.25 | 4.5 | 337.5 | 337.5
222 | A600 |  | Keynote 10 | (6'-8"X6'-0") Cubbies installation - Provided by owner | 1 |  | EA | 0% | 1 | 0 | 0 | 75 | 3.7519 | 3.7519 | 281.3906 | 281.3906
223 | A600 |  | Keynote 10 | (5'-4"X6'-0") Cubbies installation - Provided by owner | 1 |  | EA | 0% | 1 | 0 | 0 | 75 | 2.9981 | 2.9981 | 224.8594 | 224.8594
224 | A600 |  | Keynote 11 | (3'-5"X2'-3") Fish tank surround installation - Provided by owner | 1 |  | EA | 0% | 1 | 0 | 0 | 75 | 5.4375 | 5.4375 | 407.8125 | 407.8125
225 | A200 |  | Keynote 60 | (3'-0"X9") Level and skill ribbon holder station installation - Provided by owner | 1 |  | EA | 0% | 1 | 0 | 0 | 75 | 0.89062 | 0.89062 | 66.7969 | 66.7969
226 | A200 |  | Keynote 2 | (12'-"X2'-4") Counter installation - Provided by owner | 1 |  | EA | 0% | 1 | 0 | 0 | 75 | 20.25 | 20.25 | 1518.75 | 1518.75
227 | A200 |  | Keynote 29 | (1'-6" W, 6'-0" H) Storage rack installation - Provided by owner | 20 |  | LF | 0% | 20 | 0 | 0 | 75 | 1.875 | 37.5 | 2812.5 | 2812.5
228 | A404 |  | Keynote 39 | (2'-10" H, 2' D) Base cabinet | 4 |  | LF | 0% | 4 | 143.5 | 574 | 75 | 1.5375 | 6.15 | 461.25 | 1035.25
229 | A402 |  |  | (2'-3" H) Cabinet | 3 |  | LF | 0% | 3 | 84 | 252 | 75 | 0.9 | 2.7 | 202.5 | 454.5
230 | A200 | E6/A502 |  | Closet rod and flange | 8 |  | LF | 0% | 8 | 0 | 0 | 75 | 1.0875 | 8.7 | 652.5 | 652.5
231 | A200 | E6/A502 |  | (1'-8" W) White melamine adjustable shelves w/ heady duty shelf clips | 32 | 32 | LF | 0% | 32 | 0 | 0 | 75 | 0.975 | 31.2 | 2340 | 2340
232 | A200 | E6/A502 |  | (3/4" Thk.) Melamine panel | 100 | 99.11 | SF | 0% | 100 | 0 | 0 | 75 | 0.375 | 37.5 | 2812.5 | 2812.5
|  |  | 12 36 00 | COUNTERTOPS
233 | A200 | A504 | Keynote 39 | (2' W) Plastic laminate countertop | 6 |  | LF | 0% | 6 | 0 | 0 | 75 | 0.8 | 4.8 | 360 | 360
234 | A200 | A504 | Keynote 18 | (2'-6" W) Wall mounted plastic laminate countertop | 10 |  | LF | 0% | 10 | 0 | 0 | 75 | 1 | 10 | 750 | 750
235 | A200 |  |  | (6" H) Plastic laminate backsplash | 21 |  | LF | 0% | 21 | 0 | 0 | 75 | 0.085 | 1.785 | 133.875 | 133.875
|  |  | 12 40 00 | FURNISHINGS AND ACCESSORIES
236 | A200 |  | Keynote 28 | Seating area chairs installation - Provided by owner | 50 |  | EA | 0% | 50 | 0 | 0 | 75 | 0.5625 | 28.125 | 2109.375 | 2109.375
[8 empty] | SUBTOTAL MATERIAL |  | 2226 | SUBTOTAL LABOR |  | 16596.6094 | SUBTOTAL HOURS |  | 221.2881 | 18822.6094
|  |  | 210000 | DIVISION 21 - FIRE SUPPRESSION
PIPES
237 | SP-200 | SP-200 |  | 1" SPRINKLER PIPE | 97.31 |  | LF | 10% | 107.041 | 12 | 1284.492 | 75 | 0.2 | 21.4082 | 1605.615 | 2890.107
238 | SP-200 | SP-200 |  | 1 1/2" SPRINKLER PIPE | 423.59 |  | LF | 10% | 465.949 | 13.2 | 6150.5268 | 75 | 0.22 | 102.5088 | 7688.1585 | 13838.6853
239 | SP-200 | SP-200 |  | 1 1/4" SPRINKLER PIPE | 2.91 |  | LF | 10% | 3.201 | 12.6 | 40.3326 | 75 | 0.21 | 0.67221 | 50.4158 | 90.7484
240 | SP-200 | SP-200 |  | 2" SPRINKLER PIPE | 84.76 |  | LF | 10% | 93.236 | 16.8 | 1566.3648 | 75 | 0.28 | 26.1061 | 1957.956 | 3524.3208
241 | SP-200 | SP-200 |  | 4" SPRINKLER PIPE | 26.22 |  | LF | 10% | 28.842 | 28.8 | 830.6496 | 75 | 0.48 | 13.8442 | 1038.312 | 1868.9616
DEVICES
242 | SP-200 | SP-200 |  | 1" CONCEALED SPRINKLER HEADS | 8 |  | EA | 0% | 8 | 160 | 1280 | 75 | 1 | 8 | 600 | 1880
243 | SP-200 | SP-200 |  | 1" SPRINKLER HEAD | 11 |  | EA | 0% | 11 | 148 | 1628 | 75 | 0.925 | 10.175 | 763.125 | 2391.125
244 | SP-200 | SP-200 |  | 1" UPRIGHT SPRINKLER HEADS | 3 |  | EA | 0% | 3 | 152 | 456 | 75 | 0.95 | 2.85 | 213.75 | 669.75
245 | SP-200 | SP-200 |  | 1 1/2" UPRIGHT SPRINKLER HEADS | 1 |  | EA | 0% | 1 | 158.4 | 158.4 | 75 | 0.99 | 0.99 | 74.25 | 232.65
246 | SP-200 | SP-200 |  | 1 1/2" UPRIGHT SPRINKLER HEADS | 43 |  | EA | 0% | 43 | 158.4 | 6811.2 | 75 | 0.99 | 42.57 | 3192.75 | 10003.95
247 | SP-200 | SP-200 |  | 2" SPRINKLER HEAD PENDANT MOUNTED | 10 |  | EA | 0% | 10 | 168 | 1680 | 75 | 1.05 | 10.5 | 787.5 | 2467.5
248 | SP-200 | SP-200 |  | SPECIAL SPRINKLER WRENCHES | 4 |  | EA | 0% | 4 | 166.4 | 665.6 | 75 | 1.04 | 4.16 | 312 | 977.6
249 | SP-200 | SP-200 |  | 1 1/2" SPRINKLER HEAD PENDANT MOUNTED | 6 |  | EA | 0% | 6 | 169.6 | 1017.6 | 75 | 1.06 | 6.36 | 477 | 1494.6
[8 empty] | SUBTOTAL MATERIAL |  | 23569.1658 | SUBTOTAL LABOR |  | 18760.8322 | SUBTOTAL HOURS |  | 250.1444 | 42329.9981
|  |  | 220000 | DIVISION 22 - PLUMBING
PIPES
Water Pipe (Type "L" Copper)
250 | P-101 | P-101 |  | 1/2" Cold Water Pipe | 61.31 |  | LF | 10% | 67.441 | 9 | 606.969 | 75 | 0.15 | 10.1161 | 758.7112 | 1365.6802
251 | P-101 | P-101 |  | 1/2" Hot Water Pipe | 95.42 |  | LF | 10% | 104.962 | 9 | 944.658 | 75 | 0.15 | 15.7443 | 1180.8225 | 2125.4805
252 | P-101 | P-101 |  | 1/2" Hot Water Return Pipe | 7 |  | LF | 10% | 7.7 | 9 | 69.3 | 75 | 0.15 | 1.155 | 86.625 | 155.925
253 | P-101 | P-101 |  | 1/2" Hot Water Return Pipe | 98.8 |  | LF | 10% | 108.68 | 9 | 978.12 | 75 | 0.15 | 16.302 | 1222.65 | 2200.77
254 | P-101 | P-101 |  | 3/4" Cold Water Pipe | 68.22 |  | LF | 10% | 75.042 | 10.8 | 810.4536 | 75 | 0.18 | 13.5076 | 1013.067 | 1823.5206
255 | P-101 | P-101 |  | 3/4" Hot Water Pipe | 20.65 |  | LF | 10% | 22.715 | 10.8 | 245.322 | 75 | 0.18 | 4.0887 | 306.6525 | 551.9745
256 | P-101 | P-101 |  | 3/4" Hot Water Pipe | 143.07 |  | LF | 10% | 157.377 | 10.8 | 1699.6716 | 75 | 0.18 | 28.3279 | 2124.5895 | 3824.2611
257 | P-101 | P-101 |  | 3/4" Hot Water Return Pipe | 254.8 |  | LF | 10% | 280.28 | 10.8 | 3027.024 | 75 | 0.18 | 50.4504 | 3783.78 | 6810.804
258 | P-101 | P-101 |  | 1" Cold Water Pipe | 124.71 |  | LF | 10% | 137.181 | 13.2 | 1810.7892 | 75 | 0.22 | 30.1798 | 2263.4865 | 4074.2757
259 | P-101 | P-101 |  | 1" Cold Water Pipe | 52.14 |  | LF | 10% | 57.354 | 13.2 | 757.0728 | 75 | 0.22 | 12.6179 | 946.341 | 1703.4138
260 | P-101 | P-101 |  | 1" Hot Water Pipe | 8.31 |  | LF | 10% | 9.141 | 13.2 | 120.6612 | 75 | 0.22 | 2.011 | 150.8265 | 271.4877
261 | P-101 | P-101 |  | 1 1/2" Hot Water Pipe | 133.29 |  | LF | 10% | 146.619 | 20.4 | 2991.0276 | 75 | 0.34 | 49.8505 | 3738.7845 | 6729.8121
262 | P-101 | P-101 |  | 1 1/4" Cold Water Pipe | 55.45 |  | LF | 10% | 60.995 | 16.8 | 1024.716 | 75 | 0.28 | 17.0786 | 1280.895 | 2305.611
263 | P-101 | P-101 |  | 2" Cold Water Pipe | 10.74 |  | LF | 10% | 11.814 | 28.8 | 340.2432 | 75 | 0.48 | 5.6707 | 425.304 | 765.5472
264 | P-101 | P-101 |  | 2" Cold Water Pipe | 144.25 |  | LF | 10% | 158.675 | 28.8 | 4569.84 | 75 | 0.48 | 76.164 | 5712.3 | 10282.14
265 | P-101 | P-101 |  | 3" Cold Water Pipe | 7 |  | LF | 10% | 7.7 | 38.4 | 295.68 | 75 | 0.64 | 4.928 | 369.6 | 665.28
FITTING
266 | P-101 | P-101 |  | 1" 90 Degree Elbow | 17 |  | EA | 0% | 17 | 8.4 | 142.8 | 75 | 0.0525 | 0.8925 | 66.9375 | 209.7375
267 | P-101 | P-101 |  | 1 1/2" 90 Degree Elbow | 10 |  | EA | 0% | 10 | 9.2 | 92 | 75 | 0.0575 | 0.575 | 43.125 | 135.125
268 | P-101 | P-101 |  | 1 1/2" To 3/4" 90 Degree Elbow | 1 |  | EA | 0% | 1 | 9.2 | 9.2 | 75 | 0.0575 | 0.0575 | 4.3125 | 13.5125
269 | P-101 | P-101 |  | 1/2" 90 Degree Elbow | 29 |  | EA | 0% | 29 | 6.8 | 197.2 | 75 | 0.0425 | 1.2325 | 92.4375 | 289.6375
270 | P-101 | P-101 |  | 2" 90 Degree Elbow | 10 |  | EA | 0% | 10 | 10.4 | 104 | 75 | 0.065 | 0.65 | 48.75 | 152.75
271 | P-101 | P-101 |  | 2" To 1 1/2" 90 Degree Elbow | 1 |  | EA | 0% | 1 | 9.8 | 9.8 | 75 | 0.06125 | 0.06125 | 4.5938 | 14.3938
272 | P-101 | P-101 |  | 3" 90 Degree Elbow | 1 |  | EA | 0% | 1 | 12 | 12 | 75 | 0.075 | 0.075 | 5.625 | 17.625
273 | P-101 | P-101 |  | 3" To 2" 90 Degree Elbow | 1 |  | EA | 0% | 1 | 11.2 | 11.2 | 75 | 0.07 | 0.07 | 5.25 | 16.45
274 | P-101 | P-101 |  | 3/4" 90 Degree Elbow | 40 |  | EA | 0% | 40 | 7.6 | 304 | 75 | 0.0475 | 1.9 | 142.5 | 446.5
275 | P-101 | P-101 |  | 3/4" To 1/2" 90 Degree Elbow | 1 |  | EA | 0% | 1 | 7.2 | 7.2 | 75 | 0.045 | 0.045 | 3.375 | 10.575
276 | P-101 | P-101 |  | 1" To 3/4" Tee | 5 |  | EA | 0% | 5 | 8 | 40 | 75 | 0.05 | 0.25 | 18.75 | 58.75
277 | P-101 | P-101 |  | 1 1/2" To 1" Tee | 3 |  | EA | 0% | 3 | 8.8 | 26.4 | 75 | 0.055 | 0.165 | 12.375 | 38.775
278 | P-101 | P-101 |  | 1 1/2" To 1/2" Tee | 5 |  | EA | 0% | 5 | 8 | 40 | 75 | 0.05 | 0.25 | 18.75 | 58.75
279 | P-101 | P-101 |  | 2" Tee | 1 |  | EA | 0% | 1 | 10.4 | 10.4 | 75 | 0.065 | 0.065 | 4.875 | 15.275
280 | P-101 | P-101 |  | 2" To 1" Tee | 6 |  | EA | 0% | 6 | 9.4 | 56.4 | 75 | 0.05875 | 0.3525 | 26.4375 | 82.8375
281 | P-101 | P-101 |  | 2" To 1 1/4" Tee | 3 |  | EA | 0% | 3 | 9.6 | 28.8 | 75 | 0.06 | 0.18 | 13.5 | 42.3
282 | P-101 | P-101 |  | 2" To 1/2" Tee | 2 |  | EA | 0% | 2 | 8.6 | 17.2 | 75 | 0.05375 | 0.1075 | 8.0625 | 25.2625
283 | P-101 | P-101 |  | 2" To 3/4" Tee | 2 |  | EA | 0% | 2 | 9 | 18 | 75 | 0.05625 | 0.1125 | 8.4375 | 26.4375
284 | P-101 | P-101 |  | 3/4" Tee | 3 |  | EA | 0% | 3 | 7.6 | 22.8 | 75 | 0.0475 | 0.1425 | 10.6875 | 33.4875
285 | P-101 | P-101 |  | 3/4" To 1/2" Tee | 8 |  | EA | 0% | 8 | 7.2 | 57.6 | 75 | 0.045 | 0.36 | 27 | 84.6
VALVE
286 | P-101 | P-101 |  | 1 1/2" Ball Valve | 12 |  | EA | 0% | 12 | 100 | 1200 | 75 | 0.625 | 7.5 | 562.5 | 1762.5
287 | P-101 | P-101 |  | 1 1/2" Check Valve | 2 |  | EA | 0% | 2 | 116 | 232 | 75 | 0.725 | 1.45 | 108.75 | 340.75
288 | P-101 | P-101 |  | 1 1/2" Pressure Relief Valve | 2 |  | EA | 0% | 2 | 140 | 280 | 75 | 0.875 | 1.75 | 131.25 | 411.25
289 | P-101 | P-101 |  | 2" Ball Valve | 4 |  | EA | 0% | 4 | 132 | 528 | 75 | 0.825 | 3.3 | 247.5 | 775.5
290 | P-101 | P-101 |  | Automatic Vent | 2 |  | EA | 0% | 2 | 125 | 250 | 75 | 0.78125 | 1.5625 | 117.1875 | 367.1875
291 | P-101 | P-101 |  | 1" Ball Valve | 6 |  | EA | 0% | 6 | 68 | 408 | 75 | 0.425 | 2.55 | 191.25 | 599.25
292 | P-101 | P-101 |  | 1" Thermostat Valve For 3 Gang Shower | 3 |  | EA | 0% | 3 | 120 | 360 | 75 | 0.75 | 2.25 | 168.75 | 528.75
293 | P-101 | P-101 |  | 1" Watts Model M2Qt009 Rpz With Drain To Floor Drain | 2 |  | EA | 0% | 2 | 758 | 1516 | 75 | 4.7375 | 9.475 | 710.625 | 2226.625
294 | P-101 | P-101 |  | 1 1/2" Ball Valve | 1 |  | EA | 0% | 1 | 100 | 100 | 75 | 0.625 | 0.625 | 46.875 | 146.875
295 | P-101 | P-101 |  | 1 1/4" Ball Valve | 3 |  | EA | 0% | 3 | 80 | 240 | 75 | 0.5 | 1.5 | 112.5 | 352.5
296 | P-101 | P-101 |  | 1/2" Ball Valve | 8 |  | EA | 0% | 8 | 52 | 416 | 75 | 0.325 | 2.6 | 195 | 611
297 | P-101 | P-101 |  | 1/2" Hot Water Return Valve Assembly W/Check Valve And Thermomegatech Model Cs-1/2 Circuit Solver Valve | 6 |  | EA | 0% | 6 | 285 | 1710 | 75 | 1.7812 | 10.6875 | 801.5625 | 2511.5625
298 | P-101 | P-101 |  | 2" Ball Valve | 7 |  | EA | 0% | 7 | 132 | 924 | 75 | 0.825 | 5.775 | 433.125 | 1357.125
299 | P-101 | P-101 |  | 3/4" Ball Valve | 9 |  | EA | 0% | 9 | 60 | 540 | 75 | 0.375 | 3.375 | 253.125 | 793.125
300 | P-101 | P-101 |  | 3/4" Hot Water Return Valve Assembly W/Check Valve And Thermomegatech Model Cs-1/2 Circuit Solver Valve | 2 |  | EA | 0% | 2 | 450 | 900 | 75 | 2.8125 | 5.625 | 421.875 | 1321.875
301 | P-101 | P-101 |  | 2" Check Valve | 7 |  | EA | 0% | 7 | 180 | 1260 | 75 | 1.125 | 7.875 | 590.625 | 1850.625
302 | P-101 | P-101 |  | Paxton Model Tvs43-025 Thermostatic Mixing Valve | 1 |  | EA | 0% | 1 | 235 | 235 | 75 | 1.4688 | 1.4688 | 110.1562 | 345.1562
303 | P-101 | P-101 |  | 3/4" Bell And Gossett Ecocire 19-16 | 2 |  | EA | 0% | 2 | 380 | 760 | 75 | 2.375 | 4.75 | 356.25 | 1116.25
304 | P-101 | P-101 |  | 3" Butterflay Valve | 7 |  | EA | 0% | 7 | 185 | 1295 | 75 | 1.1562 | 8.0938 | 607.0312 | 1902.0312
305 | P-101 | P-101 |  | 6" Butterflay Valve | 1 |  | EA | 0% | 1 | 385 | 385 | 75 | 2.4062 | 2.4062 | 180.4688 | 565.4688
306 | P-101 | P-101 |  | 4" Butterflay Valve | 6 |  | EA | 0% | 6 | 250 | 1500 | 75 | 1.5625 | 9.375 | 703.125 | 2203.125
307 | P-101 | P-101 |  | 2 1/2" Butterflay Valve | 3 |  | EA | 0% | 3 | 175 | 525 | 75 | 1.0938 | 3.2812 | 246.0938 | 771.0938
308 | P-101 | P-101 |  | 1" Check Valve | 2 |  | EA | 0% | 2 | 96 | 192 | 75 | 0.6 | 1.2 | 90 | 282
309 | P-101 | P-101 |  | 1" Turnn Union Ball Valve | 4 |  | EA | 0% | 4 | 108 | 432 | 75 | 0.675 | 2.7 | 202.5 | 634.5
310 | P-101 | P-101 |  | 2" Turnn Union Ball Valve | 2 |  | EA | 0% | 2 | 140 | 280 | 75 | 0.875 | 1.75 | 131.25 | 411.25
311 | P-101 | P-101 |  | 1/2" Actuated Valve | 1 |  | EA | 0% | 1 | 130 | 130 | 75 | 0.8125 | 0.8125 | 60.9375 | 190.9375
312 | P-101 | P-101 |  | 1 Slow Closing Solenoiid Valve | 1 |  | EA | 0% | 1 | 1075 | 1075 | 75 | 6.7188 | 6.7188 | 503.9062 | 1578.9062
313 | P-101 | P-101 |  | 1" Gate Valve | 3 |  | EA | 0% | 3 | 142.4 | 427.2 | 75 | 0.89 | 2.67 | 200.25 | 627.45
314 | P-101 | P-101 |  | Tds Controller | 1 |  | EA | 0% | 1 | 337 | 337 | 75 | 2.1063 | 2.1063 | 157.9688 | 494.9688
315 | P-101 | P-101 |  | Tds Sensor | 1 |  | EA | 0% | 1 | 139 | 139 | 75 | 0.86875 | 0.86875 | 65.1562 | 204.1562
316 | P-101 | P-101 |  | Actuated Valve | 1 |  | EA | 0% | 1 | 130 | 130 | 75 | 0.8125 | 0.8125 | 60.9375 | 190.9375
GAS PIPE (Black Steel Sched 40)
317 | P-101 | P-101 |  | 2" Gas Pipe | 36.59 |  | LF | 10% | 40.249 | 15.12 | 608.5649 | 75 | 0.252 | 10.1427 | 760.7061 | 1369.271
318 | P-101 | P-101 |  | 2" Gas Pipe (Galvanized Steel) | 49.8 |  | LF | 10% | 54.78 | 15.12 | 828.2736 | 75 | 0.252 | 13.8046 | 1035.342 | 1863.6156
319 | P-101 | P-101 |  | 1 1/4" Gas Pipe (Galvanized Steel) | 25.53 |  | LF | 10% | 28.083 | 11.34 | 318.4612 | 75 | 0.189 | 5.3077 | 398.0765 | 716.5377
320 | P-101 | P-101 |  | 2 1/2" Gas Pipe | 10.05 |  | LF | 10% | 11.055 | 18.36 | 202.9698 | 75 | 0.306 | 3.3828 | 253.7123 | 456.6821
FFITTING
321 | P-101 | P-101 |  | 1 1/4" 90 Degree Elbow | 3 |  | EA | 0% | 3 | 8.8 | 26.4 | 75 | 0.055 | 0.165 | 12.375 | 38.775
322 | P-101 | P-101 |  | 2" 90 Degree Elbow | 7 |  | EA | 0% | 7 | 10.4 | 72.8 | 75 | 0.065 | 0.455 | 34.125 | 106.925
323 | P-101 | P-101 |  | 2" Tee | 1 |  | EA | 0% | 1 | 10.4 | 10.4 | 75 | 0.065 | 0.065 | 4.875 | 15.275
324 | P-101 | P-101 |  | 2" To 1 1/4" Reducer | 1 |  | EA | 0% | 1 | 9.6 | 9.6 | 75 | 0.06 | 0.06 | 4.5 | 14.1
325 | P-101 | P-101 |  | 2" To 2 1/2" Tee | 1 |  | EA | 0% | 1 | 10.8 | 10.8 | 75 | 0.0675 | 0.0675 | 5.0625 | 15.8625
VALVE
326 | P-101 | P-101 |  | 2" Gas Cock | 2 |  | EA | 0% | 2 | 195 | 390 | 75 | 1.2188 | 2.4375 | 182.8125 | 572.8125
327 | P-101 | P-101 |  | 1 1/4" Gas Cock | 1 |  | EA | 0% | 1 | 120 | 120 | 75 | 0.75 | 0.75 | 56.25 | 176.25
SANITARY PIPE (Extra Heavy Cast Iron Soil Pipe)
328 | P-100 | P-100 |  | 2" Sanitary Pipe | 115.87 |  | LF | 10% | 127.457 | 16.8 | 2141.2776 | 75 | 0.28 | 35.688 | 2676.597 | 4817.8746
329 | P-100 | P-100 |  | 2" Sump Pump Discharge Pipe | 30.9 |  | LF | 10% | 33.99 | 16.8 | 571.032 | 75 | 0.28 | 9.5172 | 713.79 | 1284.822
330 | P-100 | P-100 |  | 2" Vent Pipe | 729.39 |  | LF | 10% | 802.329 | 16.8 | 13479.1272 | 75 | 0.28 | 224.6521 | 16848.909 | 30328.0362
331 | P-100 | P-100 |  | 3" Fresh Air Pipe | 72.41 |  | LF | 10% | 79.651 | 25.2 | 2007.2052 | 75 | 0.42 | 33.4534 | 2509.0065 | 4516.2117
332 | P-100 | P-100 |  | 3" Sanitary Pipe | 390.89 |  | LF | 10% | 429.979 | 25.2 | 10835.4708 | 75 | 0.42 | 180.5912 | 13544.3385 | 24379.8093
333 | P-100 | P-100 |  | 3" Vent Pipe | 193.08 |  | LF | 10% | 212.388 | 25.2 | 5352.1776 | 75 | 0.42 | 89.203 | 6690.222 | 12042.3996
334 | P-100 | P-100 |  | 4" Sanitary Pipe | 488.27 |  | LF | 10% | 537.097 | 28.8 | 15468.3936 | 75 | 0.48 | 257.8066 | 19335.492 | 34803.8856
335 | P-100 | P-100 |  | 4" Vent Pipe | 30 |  | LF | 10% | 33 | 28.8 | 950.4 | 75 | 0.48 | 15.84 | 1188 | 2138.4
336 | P-100 | P-100 |  | 6" Drain Pipe | 61.91 |  | LF | 10% | 68.101 | 38.4 | 2615.0784 | 75 | 0.64 | 43.5846 | 3268.848 | 5883.9264
337 | P-100 | P-100 |  | 6" Drain Pipe | 54.51 |  | LF | 10% | 59.961 | 38.4 | 2302.5024 | 75 | 0.64 | 38.375 | 2878.128 | 5180.6304
338 | P-100 | P-100 |  | 8" Drain Pipe | 5 |  | LF | 10% | 5.5 | 52.8 | 290.4 | 75 | 0.88 | 4.84 | 363 | 653.4
FITTING
339 | P-100 | P-100 |  | 2" 45 Degree Elbow | 17 |  | EA | 0% | 17 | 10 | 170 | 75 | 0.0625 | 1.0625 | 79.6875 | 249.6875
340 | P-100 | P-100 |  | 2" 90 Degree Elbow | 66 |  | EA | 0% | 66 | 10.4 | 686.4 | 75 | 0.065 | 4.29 | 321.75 | 1008.15
341 | P-100 | P-100 |  | 3" 45 Degree Elbow | 70 |  | EA | 0% | 70 | 12 | 840 | 75 | 0.075 | 5.25 | 393.75 | 1233.75
342 | P-100 | P-100 |  | 3" 90 Degree Elbow | 27 |  | EA | 0% | 27 | 12 | 324 | 75 | 0.075 | 2.025 | 151.875 | 475.875
343 | P-100 | P-100 |  | 4" 45 Degree Elbow | 52 |  | EA | 0% | 52 | 13.6 | 707.2 | 75 | 0.085 | 4.42 | 331.5 | 1038.7
344 | P-100 | P-100 |  | 6" 45 Degree Elbow | 14 |  | EA | 0% | 14 | 16.8 | 235.2 | 75 | 0.105 | 1.47 | 110.25 | 345.45
345 | P-100 | P-100 |  | 2" Tee | 18 |  | EA | 0% | 18 | 10.4 | 187.2 | 75 | 0.065 | 1.17 | 87.75 | 274.95
346 | P-100 | P-100 |  | 3" To 2" Tee | 15 |  | EA | 0% | 15 | 11.2 | 168 | 75 | 0.07 | 1.05 | 78.75 | 246.75
347 | P-100 | P-100 |  | 4" To 3" Tee | 3 |  | EA | 0% | 3 | 12.8 | 38.4 | 75 | 0.08 | 0.24 | 18 | 56.4
348 | P-100 | P-100 |  | 6" To 3" Tee | 3 |  | EA | 0% | 3 | 14.4 | 43.2 | 75 | 0.09 | 0.27 | 20.25 | 63.45
349 | P-100 | P-100 |  | 2" Wye | 4 |  | EA | 0% | 4 | 10.4 | 41.6 | 75 | 0.065 | 0.26 | 19.5 | 61.1
350 | P-100 | P-100 |  | 3" To 2" Wye | 1 |  | EA | 0% | 1 | 11.2 | 11.2 | 75 | 0.07 | 0.07 | 5.25 | 16.45
351 | P-100 | P-100 |  | 3" Wye | 16 |  | EA | 0% | 16 | 12 | 192 | 75 | 0.075 | 1.2 | 90 | 282
352 | P-100 | P-100 |  | 4" To 2" Wye | 4 |  | EA | 0% | 4 | 12 | 48 | 75 | 0.075 | 0.3 | 22.5 | 70.5
353 | P-100 | P-100 |  | 4" To 3" Wye | 13 |  | EA | 0% | 13 | 12.8 | 166.4 | 75 | 0.08 | 1.04 | 78 | 244.4
354 | P-100 | P-100 |  | 4" Wye | 13 |  | EA | 0% | 13 | 13.6 | 176.8 | 75 | 0.085 | 1.105 | 82.875 | 259.675
355 | P-100 | P-100 |  | 6" Wye | 1 |  | EA | 0% | 1 | 16.8 | 16.8 | 75 | 0.105 | 0.105 | 7.875 | 24.675
356 | P-100 | P-100 |  | 6" Wye | 3 |  | EA | 0% | 3 | 16.8 | 50.4 | 75 | 0.105 | 0.315 | 23.625 | 74.025
DEVICES
357 | P-100 | P-100 |  | Vtr, 4" Vent Thru Roof | 3 |  | EA | 0% | 3 | 300 | 900 | 75 | 1.875 | 5.625 | 421.875 | 1321.875
358 | P-100 | P-100 |  | Codp, 2" Clean Out Deck Plate | 1 |  | EA | 0% | 1 | 70 | 70 | 75 | 0.4375 | 0.4375 | 32.8125 | 102.8125
359 | P-100 | P-100 |  | Codp, 3" Clean Out Deck Plate | 7 |  | EA | 0% | 7 | 80 | 560 | 75 | 0.5 | 3.5 | 262.5 | 822.5
360 | P-100 | P-100 |  | Codp, 4" Clean Out Deck Plate | 17 |  | EA | 0% | 17 | 116 | 1972 | 75 | 0.725 | 12.325 | 924.375 | 2896.375
361 | P-100 | P-100 |  | Codp, 6" Clean Out Deck Plate | 6 |  | EA | 0% | 6 | 164 | 984 | 75 | 1.025 | 6.15 | 461.25 | 1445.25
362 | P-100 | P-100 |  | Fd, 3" Floor Drain | 9 |  | EA | 0% | 9 | 220 | 1980 | 75 | 1.375 | 12.375 | 928.125 | 2908.125
363 | P-100 | P-100 |  | Pool Trench Drain (By Other) | 201.92 |  | EA | 0% | 201.92 | 0 | 0 | 75 | 0.85 | 171.632 | 12872.4 | 12872.4
364 | P-100 | P-100 |  | Td-1, Trench Drain (By Other) Manufacturer: Zurn Model: Z-884 Dimension: 4 3/4" X Varies | 36.16 |  | LF | 0% | 36.16 | 0 | 0 | 75 | 0.125 | 4.52 | 339 | 339
365 | P-100 | P-100 |  | Td-2, Trench Drain (By Other) Manufacturer: Zurn Model: Z-886 Dimension: 6" X 228" | 33.6 |  | LF | 0% | 33.6 | 0 | 0 | 75 | 0.15 | 5.04 | 378 | 378
PIPES
366 | SP-4.0 | SP-4.0 |  | 1" Acid Rite Influennt Pipe | 2.03 |  | LF | 10% | 2.233 | 12 | 26.796 | 75 | 0.2 | 0.4466 | 33.495 | 60.291
367 | SP-4.0 | SP-4.0 |  | 1" Chlorinator Influent Pipee | 13.39 |  | LF | 10% | 14.729 | 12 | 176.748 | 75 | 0.2 | 2.9458 | 220.935 | 397.683
368 | SP-4.0 | SP-4.0 |  | 1 1/2" Skimmer Pipe | 95.29 |  | LF | 10% | 104.819 | 13.2 | 1383.6108 | 75 | 0.22 | 23.0602 | 1729.5135 | 3113.1243
369 | SP-4.0 | SP-4.0 |  | 2" Equalizer Piipe | 113.19 |  | LF | 10% | 124.509 | 16.8 | 2091.7512 | 75 | 0.28 | 34.8625 | 2614.689 | 4706.4402
370 | SP-4.0 | SP-4.0 |  | 2" Hheater Iluent And Effluent Pipe | 11.09 |  | LF | 10% | 12.199 | 16.8 | 204.9432 | 75 | 0.28 | 3.4157 | 256.179 | 461.1222
371 | SP-4.0 | SP-4.0 |  | 2" Reflacton Pipe | 11.94 |  | LF | 10% | 13.134 | 16.8 | 220.6512 | 75 | 0.28 | 3.6775 | 275.814 | 496.4652
372 | SP-4.0 | SP-4.0 |  | 2" Skimmer Pipe | 164.42 |  | LF | 10% | 180.862 | 16.8 | 3038.4816 | 75 | 0.28 | 50.6414 | 3798.102 | 6836.5836
373 | SP-4.0 | SP-4.0 |  | 3" Skimmeer Pipe | 4.29 |  | LF | 10% | 4.719 | 25.2 | 118.9188 | 75 | 0.42 | 1.982 | 148.6485 | 267.5673
374 | SP-4.0 | SP-4.0 |  | 3" Skimmer Pipe | 211.7 |  | LF | 10% | 232.87 | 25.2 | 5868.324 | 75 | 0.42 | 97.8054 | 7335.405 | 13203.729
375 | SP-4.0 | SP-4.0 |  | 3/4" Chlorinator Influent Pipee | 35.17 |  | LF | 10% | 38.687 | 9 | 348.183 | 75 | 0.15 | 5.8031 | 435.2288 | 783.4118
376 | SP-4.0 | SP-4.0 |  | 4" Filtered Ppipe | 29.13 |  | LF | 10% | 32.043 | 28.8 | 922.8384 | 75 | 0.48 | 15.3806 | 1153.548 | 2076.3864
377 | SP-4.0 | SP-4.0 |  | 8" Fill Pipe | 11.88 |  | LF | 10% | 13.068 | 52.8 | 689.9904 | 75 | 0.88 | 11.4998 | 862.488 | 1552.4784
FIXTURE
378 | P-100 | P-100 |  | 3'-0"X3'-0" Shower Pan | 1 |  | EA | 0% | 1 | 60 | 60 | 75 | 0.375 | 0.375 | 28.125 | 88.125
379 | P-100 | P-100 |  | Ewc-1, Electric Stainless Steel Water Cooler Manufacturer: Elkay Model: Ezstl8Ws (Vr)Lk | 1 |  | EA | 0% | 1 | 2000 | 2000 | 75 | 12.5 | 12.5 | 937.5 | 2937.5
380 | P-100 | P-100 |  | L-1, Wall Mounted Public Lavatory Manufacturer: American Standard #0355.012 Lucerne Basin Trm Tag: Sensor Faucet With Mixing Valve Watts Lfusg-B American Standard #6055.105 (Jr Smith 0700-Z) | 4 |  | EA | 0% | 4 | 1000 | 4000 | 75 | 6.25 | 25 | 1875 | 5875
381 | P-100 | P-100 |  | Ss-1, Floor Mounted Service Sink With Hose, Hose Bracket Mob Hanger And Well Guards Manufacturer: Fiat Msb-2424 Trm Tag: Service Sink Faucet B Centers With Vacuum Breaker Manufacturer: Fiat #830-Aa With Integral Check Valves Accessories: Bracket: Fiat #832-Aa Mop Hangar: Fiat B89-Cc Drain Gasket: Fiat Fodc3-2 Splash Panel: Fiat #Msg | 1 |  | EA | 0% | 1 | 960 | 960 | 75 | 6 | 6 | 450 | 1410
382 | P-100 | P-100 |  | S-1, Self Rimming Pantry Sink With 2 Nibco Cast Bronze Trap With Cleanout Plug Manufacturer: Elkay Lr-1919 Trm Tag: Kitchen Swivel Type With Lever Handles 8 Center Set Manufacturer: Elkay #Lkd24328H Two Lever Faucet | 2 |  | EA | 0% | 2 | 1320 | 2640 | 75 | 8.25 | 16.5 | 1237.5 | 3877.5
383 | P-100 | P-100 |  | Mop Sink | 1 |  | EA | 0% | 1 | 620 | 620 | 75 | 3.875 | 3.875 | 290.625 | 910.625
384 | P-100 | P-100 |  | Wc-1, Water Closet Floor Mounted Bottem Outlet Flush Valve Manufacturer: American Standard Madera Floise Elongated 16" (420Mm) High High Efficiency Het Toilet 3461.128 Trm Tag: Fv-1, Exposed Battery Powered, Sensor Activated Flush Valve Manufacturer: Sloan Optima Plus 8111 Series 1.28 Gpf Accessories: Flush Valve Sloan #8111-1.28 Optima Plus Seat American Standard 5905.110 Flange | 4 |  | EA | 0% | 4 | 860 | 3440 | 75 | 5.375 | 21.5 | 1612.5 | 5052.5
385 | P-100 | P-100 |  | Sh, Shower Head Thermostatic Shower Valve & Shower Head Mannufacturer: American Standard Model #1662.221 | 1 |  | EA | 0% | 1 | 2000 | 2000 | 75 | 12.5 | 12.5 | 937.5 | 2937.5
EQUIPMENT
386 | P-100 | P-100 |  | Si-1, Sanitary Interceptor 4'-6" X 4'-6" X 5'-0" Pit Manufacturer: Jr Smith Model: 8811-150 Gallon: 360 | 1 |  | EA | 0% | 1 | 3600 | 3600 | 75 | 22.5 | 22.5 | 1687.5 | 5287.5
387 | P-100 | P-100 |  | Sp-1, Sump Pump 36" Dia 6'-0" Deep Sump Pit Manufacturer: Weil Model: 1313 | 1 |  | EA | 0% | 1 | 1200 | 1200 | 75 | 7.5 | 7.5 | 562.5 | 1762.5
388 | P-100 | P-100 |  | Hwg-1, Domestic Hot Water Generator Manufacturer: Lochinvar Model: Gvg0200 Jr | 1 |  | EA | 0% | 1 | 6500 | 6500 | 75 | 40.625 | 40.625 | 3046.875 | 9546.875
FFILTER ROOM EQUIPMENT
389 | SP-1.3 | SP-1.3 |  | Acid Feeder 14.5 Pounds Per Hour Output Capacity, 110 Volt, 1-Phase, 1 H.P. High Pressure Circulation Pump And Motor (Sodium Bisulfate) Westlake: #Acid-Rite | 1 |  | EA | 0% | 1 | 0 | 0 | 75 | 12.4688 | 12.4688 | 935.1562 | 935.1562
390 | SP-1.3 | SP-1.3 |  | Automatic Chemical Controller -110 Volt, 1-Phase, W/ Flow Cell, Heat Sensor, Conductivity/Tds And Flowrate Monitoring, Ethernet/Internet Communications, Remote Computer Operation And Wireless Capabilities. And Network Cat-5 Prep Pool Contractor Shall Coordinate Installation And Ensure Remote Access Is Functioning Prior To Completion Of Work Sb Controls Ron Akin: Rakin@Sbcontrols.Com (800.624.2279 Ext. 110) | 1 |  | EA | 0% | 1 | 0 | 0 | 75 | 12.5 | 12.5 | 937.5 | 937.5
391 | SP-1.3 | SP-1.3 |  | Automatic Chemiicall Controlller | 1 |  | EA | 0% | 1 | 0 | 0 | 75 | 12.5 | 12.5 | 937.5 | 937.5
392 | SP-1.3 | SP-1.3 |  | Automatic Water Level Controller 110 Volt Levolor: #Lev110Ck/2G | 1 |  | EA | 0% | 1 | 0 | 0 | 75 | 2.2812 | 2.2812 | 171.0938 | 171.0938
393 | SP-1.3 | SP-1.3 |  | Campound Gaugge | 1 |  | EA | 0% | 1 | 0 | 0 | 75 | 0.4125 | 0.4125 | 30.9375 | 30.9375
394 | SP-1.3 | SP-1.3 |  | Chlorine Feeder (Calcium Hypochlorite), 67.2 Lbs. Day Capacity With 1 H.P. Circulation Pump And Motor, 110 Volt, 1-Phase Westlake: #Accutab | 1 |  | EA | 0% | 1 | 0 | 0 | 75 | 4.2188 | 4.2188 | 316.4062 | 316.4062
395 | SP-1.3 | SP-1.3 |  | Filter Glass Filter Media Fine Grade 1, Coarse Grade 2, Or Equal, 36" Dia., W/7.06 Sq.Ft. Of Filter Area Each, 11.19 G.P.M./Sq.Ft. Filtration Rate, W/Pressure Gauge And Manual Air Relief Valve, Multi-Port Valve No. 261055 Pentair: #Tr-140C | 3 |  | EA | 0% | 3 | 0 | 0 | 75 | 2.125 | 6.375 | 478.125 | 478.125
396 | SP-1.3 | SP-1.3 |  | Filtration Pump | 1 |  | EA | 0% | 1 | 0 | 0 | 75 | 12.5 | 12.5 | 937.5 | 937.5
397 | SP-1.3 | SP-1.3 |  | Filtration Pump And Motor With Integral Strainer, Self-Priming, 237 G.P.M. 80 Ft. T.D.H., 7.5 H.P., 208-230/460 Volt, 3-Phase, 6" Suction, 4" Discharge, W/ Extra Strainer Basket Wiith Extra Strainer Basket Filtration Pump Pentair: #Eqkt-750 | 1 |  | EA | 0% | 1 | 0 | 0 | 75 | 38.75 | 38.75 | 2906.25 | 2906.25
398 | SP-1.3 | SP-1.3 |  | Flow Meter #F1000 Series (By Other) | 1 |  | EA | 0% | 1 | 0 | 0 | 75 | 2.0312 | 2.0312 | 152.3438 | 152.3438
399 | SP-1.3 | SP-1.3 |  | Flow Meter G.P.M. Scale 4" Discharge Pipe, 150 ?? 460 G.P.M. Scale H2Flow: #Fv-4 | 1 |  | EA | 0% | 1 | 0 | 0 | 75 | 3.9688 | 3.9688 | 297.6562 | 297.6562
400 | SP-1.3 | SP-1.3 |  | Flowmeter 2" Backwash Pipe, 10 ?? 110 G.P.M. Scale G.P.M. Scale H2Flow: #Fv-2 | 1 |  | EA | 0% | 1 | 0 | 0 | 75 | 1.4688 | 1.4688 | 110.1562 | 110.1562
401 | SP-1.3 | SP-1.3 |  | In-Line Dechlorination Unit Sodium Sulfite Bio-Max Tablet Erosion Feed Norweco: #Hydra-Maxv | 1 |  | EA | 0% | 1 | 0 | 0 | 75 | 1.875 | 1.875 | 140.625 | 140.625
402 | SP-1.3 | SP-1.3 |  | Pressure Gauge | 4 |  | EA | 0% | 4 | 0 | 0 | 75 | 0.75 | 3 | 225 | 225
403 | SP-1.3 | SP-1.3 |  | Pressure Gauge 0 To 60 Psi Range, 4" Dial, Stainless Steel, Glycerine-Filled Wika: #9699117 | 7 |  | EA | 0% | 7 | 0 | 0 | 75 | 1.1562 | 8.0938 | 607.0312 | 607.0312
404 | SP-1.3 | SP-1.3 |  | Telescopic Pole For Vacuum Pentair: #R191090 | 2 |  | EA | 0% | 2 | 0 | 0 | 75 | 0.78125 | 1.5625 | 117.1875 | 117.1875
405 | SP-1.3 | SP-1.3 |  | Test Kit D.P.D., Free Chlorine, W/ Cyanuric Acid Test Taylor: #K-2005 | 1 |  | EA | 0% | 1 | 0 | 0 | 75 | 0.55625 | 0.55625 | 41.7188 | 41.7188
406 | SP-1.3 | SP-1.3 |  | Thermometer | 2 |  | EA | 0% | 2 | 0 | 0 | 75 | 0.4 | 0.8 | 60 | 60
407 | SP-1.3 | SP-1.3 |  | Thermometer 30° ?? 130° Fahrenheit Range With 1° Gradations Letro: #Sl-1 | 2 |  | EA | 0% | 2 | 0 | 0 | 75 | 0.4 | 0.8 | 60 | 60
408 | SP-1.3 | SP-1.3 |  | Total Dissolved Solids Controller Volt, 1-Phase, By Chlorking Volt, 1-Phase, By Chlorking Supplied And Installed By Chlorking Chlorking: #5000 Tds | 1 |  | EA | 0% | 1 | 0 | 0 | 75 | 12.4062 | 12.4062 | 930.4688 | 930.4688
409 | SP-1.3 | SP-1.3 |  | Total Dissolveed Solids Controller | 1 |  | EA | 0% | 1 | 0 | 0 | 75 | 0.53125 | 0.53125 | 39.8438 | 39.8438
410 | SP-1.3 | SP-1.3 |  | Vacuum Gauge 0 To 30 Hg / 0-30 Psi Range, 4" Dial, Stainless Steel, Glycerine-Filled Wika: #9699045 | 1 |  | EA | 0% | 1 | 0 | 0 | 75 | 1.1812 | 1.1812 | 88.5938 | 88.5938
Note: Chlorking Pool Filtration Unit Provided By Owner
WHITE GGOODS & DECK EQUIPMENT
411 | SP-1.3 | SP-1.3 |  | Fill And Reflection Pipe Fittings Connections With Grate #Sp-1026. 2" Hayward: #Sp-1022 | 1 |  | EA | 0% | 1 | 24 | 24 | 75 | 0.15 | 0.15 | 11.25 | 35.25
412 | SP-1.3 | SP-1.3 |  | Hydrostatic Collection Tube Hayward: #Sp-1055 | 2 |  | EA | 0% | 2 | 30 | 60 | 75 | 0.1875 | 0.375 | 28.125 | 88.125
413 | SP-1.3 | SP-1.3 |  | Hydrostatic Relief Valve Hayward: #Sp-1056 | 2 |  | EA | 0% | 2 | 35 | 70 | 75 | 0.21875 | 0.4375 | 32.8125 | 102.8125
414 | SP-1.3 | SP-1.3 |  | Surface Skimmer 2" Connections And Equalizer Kit Hayward: #Sp-1082Fve | 4 |  | EA | 0% | 4 | 195 | 780 | 75 | 1.2188 | 4.875 | 365.625 | 1145.625
MISC.
415 | P-101 | P-101 |  | 3/4" Wall Hydrant Flush Moubted Box With Cover | 5 |  | EA | 0% | 5 | 238 | 1190 | 75 | 1.4875 | 7.4375 | 557.8125 | 1747.8125
416 | P-101 | P-101 |  | Enovative Autohot Temperature Maintenance Rice Pupm Control With Temperature And Flow Snsor | 2 |  | EA | 0% | 2 | 630 | 1260 | 75 | 3.9375 | 7.875 | 590.625 | 1850.625
417 | P-101 | P-101 |  | Pressure Gauge | 3 |  | EA | 0% | 3 | 185 | 555 | 75 | 1.1562 | 3.4688 | 260.1562 | 815.1562
418 | P-101 | P-101 |  | Temperature Gauge | 1 |  | EA | 0% | 1 | 60 | 60 | 75 | 0.375 | 0.375 | 28.125 | 88.125
419 | P-101 | P-101 |  | Watts Model Deta 30 Thermal Expansion Tank | 1 |  | EA | 0% | 1 | 196 | 196 | 75 | 1.225 | 1.225 | 91.875 | 287.875
HANGER AND SUPPORTS
420 | P-101 | P-101 |  | Hangger And Supports For Pipe Note: 10' Sppacing Is Assumed In Hanger And Spports | 140 |  | EA | 0% | 140 | 28 | 3920 | 75 | 0.175 | 24.5 | 1837.5 | 5757.5
INSULATION
421 | P-101 | P-101 |  | 1" Thick Fiber Glass Pipe Insulation | 1285 |  | LF | 10% | 1413.5 | 2.7 | 3816.45 | 75 | 0.045 | 63.6075 | 4770.5625 | 8587.0125
[8 empty] | SUBTOTAL MATERIAL |  | 163427.5691 | SUBTOTAL LABOR |  | 176631.6739 | SUBTOTAL HOURS |  | 2355.089 | 340059.243
|  |  | 230000 | DIVISION 23 - HEATING, VENTILATING & AIR- CONDITIOINING
DUCTS (SHEET METAL)
ROUND
422 | M-100 | M-100 |  | 4" Round Duct | 12.07 |  | LF | 10% | 13.277 | 6 | 79.662 | 75 | 0.1 | 1.3277 | 99.5775 | 179.2395
423 | M-100 | M-100 |  | 10" Round Duct | 26.12 |  | LF | 10% | 28.732 | 13.2 | 379.2624 | 75 | 0.22 | 6.321 | 474.078 | 853.3404
424 | M-100 | M-100 |  | 12" Round Duct | 15.86 |  | LF | 10% | 17.446 | 15.6 | 272.1576 | 75 | 0.26 | 4.536 | 340.197 | 612.3546
425 | M-100 | M-100 |  | 16" Round Duct | 20.48 |  | LF | 10% | 22.528 | 20.4 | 459.5712 | 75 | 0.34 | 7.6595 | 574.464 | 1034.0352
426 | M-100 | M-100 |  | 18" Round Duct | 10.06 |  | LF | 10% | 11.066 | 22.8 | 252.3048 | 75 | 0.38 | 4.2051 | 315.381 | 567.6858
427 | M-100 | M-100 |  | 20" Round Duct | 15.41 |  | LF | 10% | 16.951 | 25.2 | 427.1652 | 75 | 0.42 | 7.1194 | 533.9565 | 961.1217
428 | M-100 | M-100 |  | 26" Round Duct | 33.03 |  | LF | 10% | 36.333 | 32.4 | 1177.1892 | 75 | 0.54 | 19.6198 | 1471.4865 | 2648.6757
Rectangular Ducts
429 | M-100 | M-100 |  | 6"X6" Rectangular Duct | 31.88 |  | LF | 10% | 35.068 | 6.5455 | 229.536 | 75 | 0.10909 | 3.8256 | 286.92 | 516.456
430 | M-100 | M-100 |  | 8"X6" Rectangular Duct | 17.71 |  | LF | 10% | 19.481 | 7.6364 | 148.764 | 75 | 0.12727 | 2.4794 | 185.955 | 334.719
431 | M-100 | M-100 |  | 10"X6" Rectangular Duct | 11.89 |  | LF | 10% | 13.079 | 8.7273 | 114.144 | 75 | 0.14545 | 1.9024 | 142.68 | 256.824
432 | M-100 | M-100 |  | 10"X8" Rectangular Duct | 5.64 |  | LF | 10% | 6.204 | 9.8182 | 60.912 | 75 | 0.16364 | 1.0152 | 76.14 | 137.052
433 | M-100 | M-100 |  | 10"X10" Rectangular Duct | 24.98 |  | LF | 10% | 27.478 | 10.9091 | 299.76 | 75 | 0.18182 | 4.996 | 374.7 | 674.46
434 | M-100 | M-100 |  | 12"X6" Rectangular Duct | 46.02 |  | LF | 10% | 50.622 | 9.8182 | 497.016 | 75 | 0.16364 | 8.2836 | 621.27 | 1118.286
435 | M-100 | M-100 |  | 12"X12" Rectangular Duct | 22.18 |  | LF | 10% | 24.398 | 13.0909 | 319.392 | 75 | 0.21818 | 5.3232 | 399.24 | 718.632
436 | M-100 | M-100 |  | 16"X8" Rectangular Duct | 24.16 |  | LF | 10% | 26.576 | 13.0909 | 347.904 | 75 | 0.21818 | 5.7984 | 434.88 | 782.784
437 | M-100 | M-100 |  | 16"X14" Rectangular Duct | 8.15 |  | LF | 10% | 8.965 | 16.3636 | 146.7 | 75 | 0.27273 | 2.445 | 183.375 | 330.075
438 | M-100 | M-100 |  | 18"X6" Rectangular Duct | 5.87 |  | LF | 10% | 6.457 | 13.0909 | 84.528 | 75 | 0.21818 | 1.4088 | 105.66 | 190.188
439 | M-100 | M-100 |  | 18"X10" Rectangular Duct | 6.52 |  | LF | 10% | 7.172 | 15.2727 | 109.536 | 75 | 0.25455 | 1.8256 | 136.92 | 246.456
440 | M-100 | M-100 |  | 18"X10" Sox Rectangular Duct | 200.84 |  | LF | 10% | 220.924 | 15.2727 | 3374.112 | 75 | 0.25455 | 56.2352 | 4217.64 | 7591.752
441 | M-100 | M-100 |  | 20"X20" Rectangular Duct | 6.49 |  | LF | 10% | 7.139 | 21.8182 | 155.76 | 75 | 0.36364 | 2.596 | 194.7 | 350.46
442 | M-100 | M-100 |  | 24"X6" Rectangular Duct | 3.58 |  | LF | 10% | 3.938 | 16.3636 | 64.44 | 75 | 0.27273 | 1.074 | 80.55 | 144.99
443 | M-100 | M-100 |  | 30"X6" Rectangular Duct | 1.9 |  | LF | 10% | 2.09 | 19.6364 | 41.04 | 75 | 0.32727 | 0.684 | 51.3 | 92.34
444 | M-100 | M-100 |  | 36"X14" Sox Rectangular Duct | 10.9 |  | LF | 10% | 11.99 | 27.2727 | 327 | 75 | 0.45455 | 5.45 | 408.75 | 735.75
445 | M-100 | M-100 |  | 40"X22 Sox Rectangular Duct | 12.16 |  | LF | 10% | 13.376 | 33.8182 | 452.352 | 75 | 0.56364 | 7.5392 | 565.44 | 1017.792
446 | M-100 | M-100 |  | 48"X18" Rectangular Duct | 19.9 |  | LF | 10% | 21.89 | 36 | 788.04 | 75 | 0.6 | 13.134 | 985.05 | 1773.09
FITTING
447 | M-100 | M-100 |  | 4" 90 Degree Elbow | 2 |  | EA | 0% | 2 | 28 | 56 | 75 | 0.175 | 0.35 | 26.25 | 82.25
448 | M-100 | M-100 |  | 6" To 6" 90 Degree Elbow | 1 |  | EA | 0% | 1 | 40 | 40 | 75 | 0.25 | 0.25 | 18.75 | 58.75
449 | M-100 | M-100 |  | 6"X6" 45 Degree Elbow | 4 |  | EA | 0% | 4 | 40 | 160 | 75 | 0.25 | 1 | 75 | 235
450 | M-100 | M-100 |  | 8"X6" 45 Degree Elbow | 1 |  | EA | 0% | 1 | 42.4 | 42.4 | 75 | 0.265 | 0.265 | 19.875 | 62.275
451 | M-100 | M-100 |  | 10" 90 Degree Elbow | 1 |  | EA | 0% | 1 | 52 | 52 | 75 | 0.325 | 0.325 | 24.375 | 76.375
452 | M-100 | M-100 |  | 10"X6" 45 Degree Elbow | 1 |  | EA | 0% | 1 | 46 | 46 | 75 | 0.2875 | 0.2875 | 21.5625 | 67.5625
453 | M-100 | M-100 |  | 12" To 6" 90 Degree Elbow | 2 |  | EA | 0% | 2 | 49.6 | 99.2 | 75 | 0.31 | 0.62 | 46.5 | 145.7
454 | M-100 | M-100 |  | 16" To 8" 90 Degree Elbow | 2 |  | EA | 0% | 2 | 58.4 | 116.8 | 75 | 0.365 | 0.73 | 54.75 | 171.55
455 | M-100 | M-100 |  | 16" To 8" 90 Degree Elbow | 1 |  | EA | 0% | 1 | 58.4 | 58.4 | 75 | 0.365 | 0.365 | 27.375 | 85.775
456 | M-100 | M-100 |  | 16" To 14" 90 Degree Elbow | 1 |  | EA | 0% | 1 | 69.2 | 69.2 | 75 | 0.4325 | 0.4325 | 32.4375 | 101.6375
457 | M-100 | M-100 |  | 18" To 10" 90 Degree Elbow | 4 |  | EA | 0% | 4 | 64 | 256 | 75 | 0.4 | 1.6 | 120 | 376
458 | M-100 | M-100 |  | 26" 90 Degree Elbow | 2 |  | EA | 0% | 2 | 88 | 176 | 75 | 0.55 | 1.1 | 82.5 | 258.5
459 | M-100 | M-100 |  | 48"X18" 90 Degree Elbow | 1 |  | EA | 0% | 1 | 94 | 94 | 75 | 0.5875 | 0.5875 | 44.0625 | 138.0625
460 | M-100 | M-100 |  | 6"X6" Branch Take-Off | 5 |  | EA | 0% | 5 | 40 | 200 | 75 | 0.25 | 1.25 | 93.75 | 293.75
461 | M-100 | M-100 |  | 10" To 12"X6" Branch Take-Off | 1 |  | EA | 0% | 1 | 55.6 | 55.6 | 75 | 0.3475 | 0.3475 | 26.0625 | 81.6625
462 | M-100 | M-100 |  | 10" To 12"X12" Branch Take-Off | 1 |  | EA | 0% | 1 | 55.6 | 55.6 | 75 | 0.3475 | 0.3475 | 26.0625 | 81.6625
463 | M-100 | M-100 |  | 10"X6" Branch Take-Off | 1 |  | EA | 0% | 1 | 46 | 46 | 75 | 0.2875 | 0.2875 | 21.5625 | 67.5625
464 | M-100 | M-100 |  | 18"X6" Branch Take-Off | 5 |  | EA | 0% | 5 | 58 | 290 | 75 | 0.3625 | 1.8125 | 135.9375 | 425.9375
465 | M-100 | M-100 |  | 18"X6" Branch Take-Off | 2 |  | EA | 0% | 2 | 58 | 116 | 75 | 0.3625 | 0.725 | 54.375 | 170.375
466 | M-100 | M-100 |  | 24"X6" Branch Take-Off | 1 |  | EA | 0% | 1 | 62 | 62 | 75 | 0.3875 | 0.3875 | 29.0625 | 91.0625
467 | M-100 | M-100 |  | 24"X6" Branch Take-Off | 1 |  | EA | 0% | 1 | 62 | 62 | 75 | 0.3875 | 0.3875 | 29.0625 | 91.0625
468 | M-100 | M-100 |  | 24"X6" Branch Take-Off | 2 |  | EA | 0% | 2 | 62 | 124 | 75 | 0.3875 | 0.775 | 58.125 | 182.125
469 | M-100 | M-100 |  | 30"X6" Branch Take-Off | 2 |  | EA | 0% | 2 | 68 | 136 | 75 | 0.425 | 0.85 | 63.75 | 199.75
470 | M-100 | M-100 |  | 10"X8" Double Wye | 1 |  | EA | 0% | 1 | 48.4 | 48.4 | 75 | 0.3025 | 0.3025 | 22.6875 | 71.0875
471 | M-100 | M-100 |  | 16"X14" To 18"X10" Tee | 1 |  | EA | 0% | 1 | 66 | 66 | 75 | 0.4125 | 0.4125 | 30.9375 | 96.9375
472 | M-100 | M-100 |  | 26" To 16" Tee | 1 |  | EA | 0% | 1 | 80 | 80 | 75 | 0.5 | 0.5 | 37.5 | 117.5
473 | M-100 | M-100 |  | 26" To 20" Tee | 1 |  | EA | 0% | 1 | 84 | 84 | 75 | 0.525 | 0.525 | 39.375 | 123.375
474 | M-100 | M-100 |  | 16" To 10" Transition | 1 |  | EA | 0% | 1 | 62 | 62 | 75 | 0.3875 | 0.3875 | 29.0625 | 91.0625
475 | M-100 | M-100 |  | 16" To 12" Transition | 1 |  | EA | 0% | 1 | 65.6 | 65.6 | 75 | 0.41 | 0.41 | 30.75 | 96.35
476 | M-100 | M-100 |  | 16"X14" To 16"X8" Transition | 1 |  | EA | 0% | 1 | 69.2 | 69.2 | 75 | 0.4325 | 0.4325 | 32.4375 | 101.6375
477 | M-100 | M-100 |  | 18" To 16" Transition | 1 |  | EA | 0% | 1 | 74 | 74 | 75 | 0.4625 | 0.4625 | 34.6875 | 108.6875
478 | M-100 | M-100 |  | 20" To 18" Transition | 2 |  | EA | 0% | 2 | 78 | 156 | 75 | 0.4875 | 0.975 | 73.125 | 229.125
479 | M-100 | M-100 |  | 8"X6" End Cap | 2 |  | EA | 0% | 2 | 42.4 | 84.8 | 75 | 0.265 | 0.53 | 39.75 | 124.55
480 | M-100 | M-100 |  | 10"X8" End Cap | 1 |  | EA | 0% | 1 | 48.4 | 48.4 | 75 | 0.3025 | 0.3025 | 22.6875 | 71.0875
481 | M-100 | M-100 |  | 10"X10" End Cap | 2 |  | EA | 0% | 2 | 52 | 104 | 75 | 0.325 | 0.65 | 48.75 | 152.75
482 | M-100 | M-100 |  | 12" End Cap | 1 |  | EA | 0% | 1 | 59.2 | 59.2 | 75 | 0.37 | 0.37 | 27.75 | 86.95
483 | M-100 | M-100 |  | 12"X12" End Cap | 1 |  | EA | 0% | 1 | 59.2 | 59.2 | 75 | 0.37 | 0.37 | 27.75 | 86.95
484 | M-100 | M-100 |  | 26" End Cap | 1 |  | EA | 0% | 1 | 88 | 88 | 75 | 0.55 | 0.55 | 41.25 | 129.25
GRILLE AND DIFFUSER
485 | M-100 | M-201 |  | Cd, 6"X6" (100 Cfm) Diffuser | 1 |  | EA | 0% | 1 | 100 | 100 | 75 | 0.625 | 0.625 | 46.875 | 146.875
486 | M-100 | M-201 |  | Cd, 12"X12" (200 Cfm) Diffuser | 1 |  | EA | 0% | 1 | 120 | 120 | 75 | 0.75 | 0.75 | 56.25 | 176.25
487 | M-100 | M-201 |  | Eg, 10"X18" (573 Cfm) Slot Diffuser | 2 |  | EA | 0% | 2 | 128 | 256 | 75 | 0.8 | 1.6 | 120 | 376
488 | M-100 | M-201 |  | Eg, 18"X6" (400 Cfm) Grille/Diffuser With Opposed Blade Damper | 2 |  | EA | 0% | 2 | 120 | 240 | 75 | 0.75 | 1.5 | 112.5 | 352.5
489 | M-100 | M-201 |  | Eg, 18"X10" (560 Cfm) Grille/Diffuser With Opposed Blade Damper | 2 |  | EA | 0% | 2 | 128 | 256 | 75 | 0.8 | 1.6 | 120 | 376
490 | M-100 | M-201 |  | Grille (75 Cfm) Grille With Opposed Blade Damper | 4 |  | EA | 0% | 4 | 140 | 560 | 75 | 0.875 | 3.5 | 262.5 | 822.5
491 | M-100 | M-201 |  | Tg, 12"X12" (0-120 Cfm) Grille/Diffuser With Opposed Blade Damper | 1 |  | EA | 0% | 1 | 120 | 120 | 75 | 0.75 | 0.75 | 56.25 | 176.25
492 | M-100 | M-201 |  | Tg, 18"X12" (0-120 Cfm)Grille/Diffuser With Opposed Blade Damper | 3 |  | EA | 0% | 3 | 132 | 396 | 75 | 0.825 | 2.475 | 185.625 | 581.625
493 | M-100 | M-201 |  | Tr, 10"X6" (100 Cfm) Grille/Diffuser With Opposed Blade Damper | 1 |  | EA | 0% | 1 | 108 | 108 | 75 | 0.675 | 0.675 | 50.625 | 158.625
494 | M-100 | M-201 |  | Tr, 12"X6" (150 Cfm) Grille/Diffuser With Opposed Blade Damper | 2 |  | EA | 0% | 2 | 112 | 224 | 75 | 0.7 | 1.4 | 105 | 329
495 | M-100 | M-201 |  | Tr, 18"X6" (250 Cfm) Grille/Diffuser With Opposed Blade Damper | 2 |  | EA | 0% | 2 | 120 | 240 | 75 | 0.75 | 1.5 | 112.5 | 352.5
496 | M-100 | M-201 |  | Tr, 18"X6" (300 Cfm) Grille/Diffuser With Opposed Blade Damper | 3 |  | EA | 0% | 3 | 120 | 360 | 75 | 0.75 | 2.25 | 168.75 | 528.75
497 | M-100 | M-201 |  | Tr, 24"X6" (350 Cfm) Grille/Diffuser With Opposed Blade Damper | 4 |  | EA | 0% | 4 | 134.4 | 537.6 | 75 | 0.84 | 3.36 | 252 | 789.6
498 | M-100 | M-201 |  | Tr, 30"X6" (500 Cfm) Grille/Diffuser With Opposed Blade Damper | 2 |  | EA | 0% | 2 | 142.4 | 284.8 | 75 | 0.89 | 1.78 | 133.5 | 418.3
VOLUME DAMPPER
499 | M-100 | M-100 |  | 6"X6" Volume Damper | 4 |  | EA | 0% | 4 | 62.4 | 249.6 | 75 | 0.39 | 1.56 | 117 | 366.6
500 | M-100 | M-100 |  | 8"X6" Volume Damper | 1 |  | EA | 0% | 1 | 74.4 | 74.4 | 75 | 0.465 | 0.465 | 34.875 | 109.275
501 | M-100 | M-100 |  | 10"X6" Volume Damper | 1 |  | EA | 0% | 1 | 86.4 | 86.4 | 75 | 0.54 | 0.54 | 40.5 | 126.9
502 | M-100 | M-100 |  | 12"X6" Volume Damper | 1 |  | EA | 0% | 1 | 98.4 | 98.4 | 75 | 0.615 | 0.615 | 46.125 | 144.525
503 | M-100 | M-100 |  | 18"X10" Volume Damper | 3 |  | EA | 0% | 3 | 168 | 504 | 75 | 1.05 | 3.15 | 236.25 | 740.25
DEVICES
504 | M-100 | M-100 |  | Aictw400 Pool Heat Exch | 1 |  | EA | 0% | 1 | 1850 | 1850 | 75 | 11.5625 | 11.5625 | 867.1875 | 2717.1875
505 | M-100 | M-100 |  | Amtrol St-20Vc Expancion Tank | 1 |  | EA | 0% | 1 | 180 | 180 | 75 | 1.125 | 1.125 | 84.375 | 264.375
506 | M-100 | M-100 |  | Co, Sensor | 1 |  | EA | 0% | 1 | 140 | 140 | 75 | 0.875 | 0.875 | 65.625 | 205.625
507 | M-100 | M-100 |  | Flow Switch | 1 |  | EA | 0% | 1 | 120 | 120 | 75 | 0.75 | 0.75 | 56.25 | 176.25
508 | M-100 | M-100 |  | High Limit Well | 1 |  | EA | 0% | 1 | 305 | 305 | 75 | 1.9062 | 1.9062 | 142.9688 | 447.9688
509 | M-100 | M-100 |  | Humdistat | 2 |  | EA | 0% | 2 | 67.5 | 135 | 75 | 0.42188 | 0.84375 | 63.2812 | 198.2812
510 | M-100 | M-100 |  | Remote Panel For Pdu And Rtu | 2 |  | EA | 0% | 2 | 238 | 476 | 75 | 1.4875 | 2.975 | 223.125 | 699.125
511 | M-100 | M-100 |  | Smoke Detector | 3 |  | EA | 0% | 3 | 140 | 420 | 75 | 0.875 | 2.625 | 196.875 | 616.875
512 | M-100 | M-100 |  | System Sensor Well | 1 |  | EA | 0% | 1 | 520 | 520 | 75 | 3.25 | 3.25 | 243.75 | 763.75
513 | M-100 | M-100 |  | Thermometer | 1 |  | EA | 0% | 1 | 64 | 64 | 75 | 0.4 | 0.4 | 30 | 94
514 | M-100 | M-100 |  | Thermostat | 2 |  | EA | 0% | 2 | 121.6 | 243.2 | 75 | 0.76 | 1.52 | 114 | 357.2
EQUIPMENTS
515 | M-100 | M-201 |  | B-1, Boiler Model: Ftx400N Manufacturer: Lochinvar | 1 |  | EA | 0% | 1 | 16000 | 16000 | 75 | 62.5 | 62.5 | 4687.5 | 20687.5
516 | M-100 | M-201 |  | Dwh, Pump Size: 1.25X1.25X5.25 Manufacturer: Bell & Gossett Pool Hx Size: 1.25X1.25X5.25 Manufacturer: Bell & Gossett | 1 |  | EA | 0% | 1 | 7737.5 | 7737.5 | 75 | 30 | 30 | 2250 | 9987.5
517 | M-100 | M-201 |  | Ef-1, (800 Cfm) Fan With Motorized Damper Model: Du33Hfa Manufacturer: Captivaire | 1 |  | EA | 0% | 1 | 750 | 750 | 75 | 4.6875 | 4.6875 | 351.5625 | 1101.5625
518 | M-100 | M-201 |  | Pdu-1, (3300 Cfm) Roof Top Unit Model: Castu3-I.500-18-15T Manufacturer: Captiveaire | 1 |  | EA | 0% | 1 | 15300 | 15300 | 75 | 30 | 30 | 2250 | 17550
519 | M-100 | M-201 |  | Pef-1, (1333 Cfm) Fan With Motorized Damper Model: Du85Hfa Manufacturer: Captivaire | 1 |  | EA | 0% | 1 | 5465 | 5465 | 75 | 30 | 30 | 2250 | 7715
520 | M-100 | M-201 |  | Pef-2, (1333 Cfm) Fan With Motorized Damper Model: Du85Hfa Manufacturer: Captivaire | 1 |  | EA | 0% | 1 | 5465 | 5465 | 75 | 30 | 30 | 2250 | 7715
521 | M-100 | M-201 |  | Rtu-1, (4306 Cfm) Roof Top Unit Model: Castu3-I.250-24-15T Manufacturer: Captiveaire | 1 |  | EA | 0% | 1 | 20330 | 20330 | 75 | 30 | 30 | 2250 | 22580
522 | M-100 | M-201 |  | Te-1, (300 Cfm) Fan With Motorized Damper Model: Du12Hfa Manufacturer: Captivaire | 1 |  | EA | 0% | 1 | 420 | 420 | 75 | 2.625 | 2.625 | 196.875 | 616.875
523 | M-100 | M-201 |  | Te-1, (300 Cfm) Fan With Motorized Damper Model: Du12Hfa Manufacturer: Captiveaire | 1 |  | EA | 0% | 1 | 420 | 420 | 75 | 2.625 | 2.625 | 196.875 | 616.875
HANGER AND SUPPPORTS
524 | M-100 | M-100 |  | Hangger And Supports For Duct Note: 8' Sppacing Is Assumed In Hanger And Spports | 74.125 |  | EA | 0% | 74.125 | 36 | 2668.5 | 75 | 0.225 | 16.6781 | 1250.8594 | 3919.3594
INSULATION
525 | M-100 | M-100 |  | 1 1/2" Minral Fiber Glass Duct Insulation Note: Insulation Material And Thhickness Is Assumed | 3670 |  | SF | 0% | 3670 | 3.3 | 12111 | 75 | 0.055 | 201.85 | 15138.75 | 27249.75
[8 empty] | SUBTOTAL MATERIAL |  | 110105.6484 | SUBTOTAL LABOR |  | 52346.9824 | SUBTOTAL HOURS |  | 697.9598 | 162452.6308
|  |  | 260000 | DIVISION 26 - ELECTRICAL
DISTRIBUTION
Conduits
526 | E-100 | E-100 |  | 3 1/2"C RMC | 51.21 |  | LF | 10% | 56.331 | 6.642 | 374.1505 | 75 | 0.1107 | 6.2358 | 467.6881 | 841.8386
527 | E-100 | E-100 |  | 3 1/2"C EMT | 131.87 |  | LF | 10% | 145.057 | 7.38 | 1070.5207 | 75 | 0.123 | 17.842 | 1338.1508 | 2408.6715
Conductor
528 | E-100 | E-100 |  | #350 THHN | 409.68 |  | LF | 10% | 450.648 | 13.155 | 5928.2744 | 75 | 0.21925 | 98.8046 | 7410.3431 | 13338.6175
529 | E-100 | E-100 |  | #1 THHN | 527.48 |  | LF | 10% | 580.228 | 2.316 | 1343.808 | 75 | 0.0386 | 22.3968 | 1679.7601 | 3023.5681
530 | E-100 | E-100 |  | #4 THHN | 51.21 |  | LF | 10% | 56.331 | 1.602 | 90.2423 | 75 | 0.0267 | 1.504 | 112.8028 | 203.0451
531 | E-100 | E-100 |  | #6 THHN | 131.87 |  | LF | 10% | 145.057 | 1.089 | 157.9671 | 75 | 0.01815 | 2.6328 | 197.4588 | 355.4259
Grounding
532 | E-100 | E-100 |  | #8 Bare Copper (Solid) | 261.18 |  | LF | 10% | 287.298 | 0.726 | 208.5783 | 75 | 0.0121 | 3.4763 | 260.7229 | 469.3013
533 | E-100 | E-100 |  | 6Mm X 50Mm (1/4" X 2") Long Copper Ground Bus | 1 |  | EA | 0% | 1 | 24 | 24 | 75 | 0.15 | 0.15 | 11.25 | 35.25
534 | E-100 | E-100 |  | Bonding With Exothermic Weld | 33 |  | EA | 0% | 33 | 80 | 2640 | 75 | 0.5 | 16.5 | 1237.5 | 3877.5
Panel
535 | E-100 | E-100 |  | MDP, 600A, 120/208V, 3Ph, 4W, 35 Kaic, 42 Pole, Main Distribution Panel | 1 |  | EA | 0% | 1 | 8400 | 8400 | 75 | 27.5 | 27.5 | 2062.5 | 10462.5
536 | E-100 | E-100 |  | LVA, 200A, 120/208V, 3Ph, 4W, 42 Pole Panel | 1 |  | EA | 0% | 1 | 4400 | 4400 | 75 | 27.5 | 27.5 | 2062.5 | 6462.5
Breakers
537 | E-300 | E-300 |  | 20A/1P Circuit Breaker | 68 |  | EA | 0% | 68 | 60 | 4080 | 75 | 0.375 | 25.5 | 1912.5 | 5992.5
538 | E-300 | E-300 |  | 20A/1P Circuit Breaker Gfci | 2 |  | EA | 0% | 2 | 64 | 128 | 75 | 0.4 | 0.8 | 60 | 188
539 | E-300 | E-300 |  | 20A/2P Circuit Breaker | 2 |  | EA | 0% | 2 | 68 | 136 | 75 | 0.425 | 0.85 | 63.75 | 199.75
540 | E-300 | E-300 |  | 40A/3P Circuit Breaker | 3 |  | EA | 0% | 3 | 120 | 360 | 75 | 0.75 | 2.25 | 168.75 | 528.75
541 | E-300 | E-300 |  | 80A/3P Circuit Breaker | 6 |  | EA | 0% | 6 | 300 | 1800 | 75 | 1.875 | 11.25 | 843.75 | 2643.75
542 | E-300 | E-300 |  | 125A/3P Circuit Breaker | 3 |  | EA | 0% | 3 | 520 | 1560 | 75 | 3.25 | 9.75 | 731.25 | 2291.25
Disconnect
543 | E-100 | E-300 |  | 25A/2P Non-Fused Disconnect Switch | 1 |  | EA | 0% | 1 | 148 | 148 | 75 | 0.925 | 0.925 | 69.375 | 217.375
544 | E-100 | E-300 |  | 60A/3, Non-Fused Heavy Duty Disconnect Switch Nema 4X | 1 |  | EA | 0% | 1 | 220 | 220 | 75 | 1.375 | 1.375 | 103.125 | 323.125
545 | E-100 | E-300 |  | 100A/3, 80A-Fused Heavy Duty Disconnect Switch Nema-3R | 1 |  | EA | 0% | 1 | 460 | 460 | 75 | 2.875 | 2.875 | 215.625 | 675.625
546 | E-100 | E-300 |  | 100A/3, Fused Heavy Duty Disconnect Switch Nema-3R | 1 |  | EA | 0% | 1 | 440 | 440 | 75 | 2.75 | 2.75 | 206.25 | 646.25
Misc.
547 | E-100 | E-100 |  | Saw Cutting And Back Filling | 18 |  | LF | 0% | 18 | 3.9 | 70.2 | 75 | 0.065 | 1.17 | 87.75 | 157.95
BRANCH WIRING
Conduit- Lighting
548 | E200 | E-200 |  | 3/4"C EMT | 591.37 |  | LF | 10% | 650.507 | 2.016 | 1311.4221 | 75 | 0.0336 | 21.857 | 1639.2776 | 2950.6998
549 | E200 | E-200 |  | 3/4"C RGS | 21 |  | LF | 10% | 23.1 | 1.764 | 40.7484 | 75 | 0.0294 | 0.67914 | 50.9355 | 91.6839
550 | E200 | E-200 |  | 1/2"C EMT | 382.62 |  | LF | 10% | 420.882 | 1.8 | 757.5876 | 75 | 0.03 | 12.6265 | 946.9845 | 1704.5721
Conductor- Lighting
551 | E200 | E-200 |  | #12 THHN SOLID | 1774.11 |  | LF | 10% | 1951.521 | 0.24 | 468.365 | 75 | 0.004 | 7.8061 | 585.4563 | 1053.8213
552 | E200 | E-200 |  | #12 THW SOLID | 63 |  | LF | 10% | 69.3 | 0.24 | 16.632 | 75 | 0.004 | 0.2772 | 20.79 | 37.422
553 | E200 | E-200 |  | #18 THHN SOLID | 765.24 |  | LF | 10% | 841.764 | 0.18 | 151.5175 | 75 | 0.003 | 2.5253 | 189.3969 | 340.9144
554 | E200 | E-200 |  | #12/3C SOLID MC | 1507.29 |  | LF | 10% | 1658.019 | 0.768 | 1273.3586 | 75 | 0.0128 | 21.2226 | 1591.6982 | 2865.0568
Conduit- Power
555 | E200 | E-200 |  | 1 1/4"C EMT | 272.32 |  | LF | 10% | 299.552 | 3.96 | 1186.2259 | 75 | 0.066 | 19.7704 | 1482.7824 | 2669.0083
556 | E200 | E-200 |  | 1 1/4"C LFMC | 6 |  | LF | 10% | 6.6 | 3.63 | 23.958 | 75 | 0.0605 | 0.3993 | 29.9475 | 53.9055
557 | E200 | E-200 |  | 1 1/4"C RGS | 6 |  | LF | 10% | 6.6 | 3.465 | 22.869 | 75 | 0.05775 | 0.38115 | 28.5862 | 51.4552
558 | E200 | E-200 |  | 1 1/2"C RMC | 20.48 |  | LF | 10% | 22.528 | 4.0824 | 91.9683 | 75 | 0.06804 | 1.5328 | 114.9604 | 206.9287
559 | E200 | E-200 |  | 1"C RMC | 151.86 |  | LF | 10% | 167.046 | 3.1104 | 519.5799 | 75 | 0.05184 | 8.6597 | 649.4748 | 1169.0547
560 | E200 | E-200 |  | 1"C EMT | 40.41 |  | LF | 10% | 44.451 | 3.456 | 153.6227 | 75 | 0.0576 | 2.5604 | 192.0283 | 345.651
561 | E200 | E-200 |  | 3/4"C EMT | 3511.95 |  | LF | 10% | 3863.145 | 2.016 | 7788.1003 | 75 | 0.0336 | 129.8017 | 9735.1254 | 17523.2257
562 | E200 | E-200 |  | 3/4"C RMC | 216.85 |  | LF | 10% | 238.535 | 1.8144 | 432.7979 | 75 | 0.03024 | 7.2133 | 540.9974 | 973.7953
563 | E200 | E-200 |  | 3/4"C RGS | 6 |  | LF | 10% | 6.6 | 1.764 | 11.6424 | 75 | 0.0294 | 0.19404 | 14.553 | 26.1954
564 | E200 | E-200 |  | 3/4"C PVC | 17.63 |  | LF | 10% | 19.393 | 1.68 | 32.5802 | 75 | 0.028 | 0.543 | 40.7253 | 73.3055
Conductor- Power
565 | E200 | E-200 |  | #4 THHN | 1089.28 |  | LF | 10% | 1198.208 | 1.602 | 1919.5292 | 75 | 0.0267 | 31.9922 | 2399.4115 | 4318.9407
566 | E200 | E-200 |  | #4 THW | 48 |  | LF | 10% | 52.8 | 1.602 | 84.5856 | 75 | 0.0267 | 1.4098 | 105.732 | 190.3176
567 | E200 | E-200 |  | #8 THHN | 272.32 |  | LF | 10% | 299.552 | 0.726 | 217.4748 | 75 | 0.0121 | 3.6246 | 271.8434 | 489.3182
568 | E200 | E-200 |  | #8 THW | 12 |  | LF | 10% | 13.2 | 0.726 | 9.5832 | 75 | 0.0121 | 0.15972 | 11.979 | 21.5622
569 | E200 | E-200 |  | #10 THHN SOLID | 1540.26 |  | LF | 10% | 1694.286 | 0.42 | 711.6001 | 75 | 0.007 | 11.86 | 889.5001 | 1601.1003
570 | E200 | E-200 |  | #10 THW SOLID | 9 |  | LF | 10% | 9.9 | 0.42 | 4.158 | 75 | 0.007 | 0.0693 | 5.1975 | 9.3555
571 | E200 | E-200 |  | #12 THHN SOLID | 8995.59 |  | LF | 10% | 9895.149 | 0.24 | 2374.8358 | 75 | 0.004 | 39.5806 | 2968.5447 | 5343.3805
572 | E200 | E-200 |  | #12 THW SOLID | 712.44 |  | LF | 10% | 783.684 | 0.24 | 188.0842 | 75 | 0.004 | 3.1347 | 235.1052 | 423.1894
573 | E200 | E-200 |  | #12/3C SOLID MC | 879.79 |  | LF | 10% | 967.769 | 0.768 | 743.2466 | 75 | 0.0128 | 12.3874 | 929.0582 | 1672.3048
574 | E200 | E-200 |  | PULL STRING | 180.18 |  | LF | 10% | 198.198 | 0.66 | 130.8107 | 75 | 0.011 | 2.1802 | 163.5134 | 294.324
WIRING DEVICES
Devices
575 | E-100 | E-100 |  | Duplex Receptacle | 9 |  | EA | 0% | 9 | 80 | 720 | 75 | 0.5 | 4.5 | 337.5 | 1057.5
576 | E-100 | E-100 |  | Duplex Receptacle Gfci | 21 |  | EA | 0% | 21 | 108 | 2268 | 75 | 0.675 | 14.175 | 1063.125 | 3331.125
577 | E-100 | E-100 |  | Duplex Receptacle Wp/Gfci | 6 |  | EA | 0% | 6 | 120 | 720 | 75 | 0.75 | 4.5 | 337.5 | 1057.5
578 | E-100 | E-100 |  | Ebb-1, Electric Baseboard Heater Model: Hbb750 Manufacturer: Qmark | 5 |  | EA | 0% | 5 | 285 | 1425 | 75 | 1.7812 | 8.9062 | 667.9688 | 2092.9688
579 | E-100 | E-100 |  | Ebb21, Electric Baseboard Heater Model: Hbb1250 Manufacturer: Qmark | 2 |  | EA | 0% | 2 | 435 | 870 | 75 | 2.7188 | 5.4375 | 407.8125 | 1277.8125
580 | E-100 | E-100 |  | Epo, Emergency Weatherproof Power-Off Pushbutton With Cover | 2 |  | EA | 0% | 2 | 88 | 176 | 75 | 0.55 | 1.1 | 82.5 | 258.5
581 | E-100 | E-100 |  | Floor Mounted Combination Voice/Data 20A, 125V Duplex Receoptacle | 2 |  | EA | 0% | 2 | 104 | 208 | 75 | 0.65 | 1.3 | 97.5 | 305.5
582 | E-100 | E-100 |  | Junction Box | 10 |  | EA | 0% | 10 | 72 | 720 | 75 | 0.45 | 4.5 | 337.5 | 1057.5
583 | E-100 | E-100 |  | Junction Box Nema-3R | 2 |  | EA | 0% | 2 | 72 | 144 | 75 | 0.45 | 0.9 | 67.5 | 211.5
584 | E-100 | E-100 |  | Motor Rated Switch | 4 |  | EA | 0% | 4 | 118.4 | 473.6 | 75 | 0.74 | 2.96 | 222 | 695.6
585 | E-100 | E-100 |  | Pool Equipment Emergency Power Off Button | 1 |  | EA | 0% | 1 | 100 | 100 | 75 | 0.625 | 0.625 | 46.875 | 146.875
586 | E-100 | E-100 |  | Pool Heater Emergency Power Off Button | 1 |  | EA | 0% | 1 | 100 | 100 | 75 | 0.625 | 0.625 | 46.875 | 146.875
587 | E-100 | E-100 |  | Pull Box | 1 |  | EA | 0% | 1 | 160 | 160 | 75 | 1 | 1 | 75 | 235
588 | E-100 | E-100 |  | Quad Receptacle | 9 |  | EA | 0% | 9 | 112 | 1008 | 75 | 0.7 | 6.3 | 472.5 | 1480.5
589 | E-100 | E-100 |  | Relay | 1 |  | EA | 0% | 1 | 52 | 52 | 75 | 0.325 | 0.325 | 24.375 | 76.375
590 | E-100 | E-100 |  | Usb Receptacle | 2 |  | EA | 0% | 2 | 84 | 168 | 75 | 0.525 | 1.05 | 78.75 | 246.75
LIGHTING FIXTURE (BY OWNER)
591 | E200 | A-202 |  | B, Cord Hung High Bay Fixture With Frosted Glass Lens, Ip65 Rated | 17 |  | EA | 0% | 17 | 180 | 3060 | 75 | 1.125 | 19.125 | 1434.375 | 4494.375
592 | E200 | A-202 |  | B1, Cord Hung High Bay Fixture With Frosted Glass Lens, Ip65 Rated | 10 |  | EA | 0% | 10 | 180 | 1800 | 75 | 1.125 | 11.25 | 843.75 | 2643.75
593 | E200 | A-202 |  | C, Track Head On Compatible 4 Foot (48") Track | 3 |  | EA | 0% | 3 | 168 | 504 | 75 | 1.05 | 3.15 | 236.25 | 740.25
594 | E200 | A-202 |  | E, Wall Mounted Light Fixture, Cast Aluminum Housing & Guard, Frosted Glass Globe | 19 |  | EA | 0% | 19 | 164 | 3116 | 75 | 1.025 | 19.475 | 1460.625 | 4576.625
595 | E200 | A-202 |  | Eb, 2 Head Emergency Light | 1 |  | EA | 0% | 1 | 142.4 | 142.4 | 75 | 0.89 | 0.89 | 66.75 | 209.15
596 | E200 | A-202 |  | Ex3, Combination Universal Mount Exit Sign/Emergency Battery Unit, (3) Adjustable Heads, Remote Capable | 2 |  | EA | 0% | 2 | 144 | 288 | 75 | 0.9 | 1.8 | 135 | 423
597 | E200 | A-202 |  | Ex3, Combination Universal Mount Exit Sign/Emergency Battery Unit, (3) Adjustable Heads, Remote Capable Wall Mounted | 8 |  | EA | 0% | 8 | 144 | 1152 | 75 | 0.9 | 7.2 | 540 | 1692
598 | E200 | A-202 |  | F12, Cord Hung 12" Diameter Acrylic Pendant Globe Light Fixture | 5 |  | EA | 0% | 5 | 169.6 | 848 | 75 | 1.06 | 5.3 | 397.5 | 1245.5
599 | E200 | A-202 |  | F16, Cord Hung 16" Diameter Acrylic Pendant Globe Light Fixture | 1 |  | EA | 0% | 1 | 174.4 | 174.4 | 75 | 1.09 | 1.09 | 81.75 | 256.15
600 | E200 | A-202 |  | F20, Cord Hung 20" Diameter Acrylic Pendant Globe Light Fixture | 3 |  | EA | 0% | 3 | 180.8 | 542.4 | 75 | 1.13 | 3.39 | 254.25 | 796.65
601 | E200 | A-202 |  | G, 4' Led Linear Strip Light Fixture | 4 |  | EA | 0% | 4 | 167.2 | 668.8 | 75 | 1.045 | 4.18 | 313.5 | 982.3
602 | E200 | A-202 |  | H, 4'-0" Chain Hung Fiberglass Housing Led Vaportight Wattage & Cct Selectable Light Fixture, Ip65 Rated | 11 |  | EA | 0% | 11 | 188 | 2068 | 75 | 1.175 | 12.925 | 969.375 | 3037.375
603 | E200 | A-202 |  | J, 2 X 4 Lay-In, Indirect Troffer, With Drywall Flange Kit | 2 |  | EA | 0% | 2 | 163.2 | 326.4 | 75 | 1.02 | 2.04 | 153 | 479.4
604 | E200 | A-202 |  | K, Surface Downlight 8" Dia. With Integral Diffuse Lens | 5 |  | EA | 0% | 5 | 164.8 | 824 | 75 | 1.03 | 5.15 | 386.25 | 1210.25
LIGHTING SUPPORTS
605 | E200 | E200 |  | Junction Box Weather Proof | 7 |  | EA | 0% | 7 | 76 | 532 | 75 | 0.475 | 3.325 | 249.375 | 781.375
LIGHTING CONTROLS
606 | E200 | E200 |  | Ceiling Mounted Photodensor Wattstopper Lmls-400 | 1 |  | EA | 0% | 1 | 53 | 53 | 75 | 0.33125 | 0.33125 | 24.8438 | 77.8438
607 | E200 | E200 |  | Ceiling Mounted Wattstopper Multi Technology Occupancy Sensor Wattstopper Dt300 | 3 |  | EA | 0% | 3 | 120 | 360 | 75 | 0.75 | 2.25 | 168.75 | 528.75
608 | E200 | E200 |  | Ceiling Mounted Wattstopper Multi Technology Occupancy Sensor Wattstopper Lmdc-100 | 1 |  | EA | 0% | 1 | 121.6 | 121.6 | 75 | 0.76 | 0.76 | 57 | 178.6
609 | E200 | E200 |  | Dual Tech Wall Switch Occupancy Sensor - Dw100 | 19 |  | EA | 0% | 19 | 124 | 2356 | 75 | 0.775 | 14.725 | 1104.375 | 3460.375
610 | E200 | E200 |  | Lcp-1, Lighting Control Panel | 1 |  | EA | 0% | 1 | 960 | 960 | 75 | 6 | 6 | 450 | 1410
611 | E200 | E200 |  | Lmrc, Dimming Room Controller Wattstopper Lmrc-213 (3 Relays) | 3 |  | EA | 0% | 3 | 455 | 1365 | 75 | 2.8438 | 8.5312 | 639.8438 | 2004.8438
612 | E200 | E200 |  | Photocell | 1 |  | EA | 0% | 1 | 160 | 160 | 75 | 1 | 1 | 75 | 235
613 | E200 | E200 |  | Single Pole Low Voltage Switch | 2 |  | EA | 0% | 2 | 81.6 | 163.2 | 75 | 0.51 | 1.02 | 76.5 | 239.7
614 | E200 | E200 |  | Single Pole Switch | 4 |  | EA | 0% | 4 | 80 | 320 | 75 | 0.5 | 2 | 150 | 470
615 | E200 | E200 |  | Time Clock | 1 |  | EA | 0% | 1 | 200 | 200 | 75 | 1.25 | 1.25 | 93.75 | 293.75
616 | E200 | E200 |  | Wattstopper Low Voltage Dimming Wall Switch Lmdm-101 | 3 |  | EA | 0% | 3 | 109 | 327 | 75 | 0.68125 | 2.0438 | 153.2812 | 480.2812
LOW VOLTAGE SYSTEM
Conduits
617 | E-100 | E-100 |  | 2"C EMT | 105.64 |  | LF | 10% | 116.204 | 5.616 | 652.6017 | 75 | 0.0936 | 10.8767 | 815.7521 | 1468.3537
618 | E-100 | E-100 |  | 1/2"C EMT | 162.06 |  | LF | 10% | 178.266 | 1.8 | 320.8788 | 75 | 0.03 | 5.348 | 401.0985 | 721.9773
619 | E-100 | E-100 |  | Pull String | 105.64 |  | LF | 10% | 116.204 | 0.66 | 76.6946 | 75 | 0.011 | 1.2782 | 95.8683 | 172.5629
Conductor
620 | E-100 | E-100 |  | #14 THHN Solid | 324.12 |  | LF | 10% | 356.532 | 0.228 | 81.2893 | 75 | 0.0038 | 1.3548 | 101.6116 | 182.9009
621 | E-100 | E-100 |  | CAT 6 Cable | 519.65 |  | LF | 10% | 571.615 | 1.56 | 891.7194 | 75 | 0.026 | 14.862 | 1114.6493 | 2006.3687
622 | E-100 | E-100 |  | RG6 Cable | 210.83 |  | LF | 10% | 231.913 | 1.44 | 333.9547 | 75 | 0.024 | 5.5659 | 417.4434 | 751.3981
Devices
623 | E-100 | E-100 |  | Combination Voice/Data Outlet Rj45 Computer & Rj 45 Voice Outlet | 4 |  | EA | 0% | 4 | 86.4 | 345.6 | 75 | 0.54 | 2.16 | 162 | 507.6
624 | E-100 | E-100 |  | Data Outlet Ceiling Mounted | 2 |  | EA | 0% | 2 | 84 | 168 | 75 | 0.525 | 1.05 | 78.75 | 246.75
625 | E-100 | E-100 |  | Emergency Phone (By Other With Owner) | 1 |  | EA | 0% | 1 | 0 | 0 | 75 | 1.5 | 1.5 | 112.5 | 112.5
626 | E-100 | E-100 |  | Speaker Ceilingmounted | 5 |  | EA | 0% | 5 | 280 | 1400 | 75 | 1.75 | 8.75 | 656.25 | 2056.25
627 | E-100 | E-100 |  | Television Outlet With Rg6 | 3 |  | EA | 0% | 3 | 84 | 252 | 75 | 0.525 | 1.575 | 118.125 | 370.125
628 | E-100 | E-100 |  | Back Box | 15 |  | EA | 0% | 15 | 100 | 1500 | 75 | 0.625 | 9.375 | 703.125 | 2203.125
FIRE ALARM SYSTEM
Conduits
629 | E-100 | E-100 |  | 1/2"C EMT | 723.26 |  | LF | 10% | 795.586 | 1.8 | 1432.0548 | 75 | 0.03 | 23.8676 | 1790.0685 | 3222.1233
Conductor
630 | E-100 | E-100 |  | #14 THHN Solid | 766.94 |  | LF | 10% | 843.634 | 0.228 | 192.3486 | 75 | 0.0038 | 3.2058 | 240.4357 | 432.7842
631 | E-100 | E-100 |  | #16 THHN Solid | 5436.64 |  | LF | 10% | 5980.304 | 0.21 | 1255.8638 | 75 | 0.0035 | 20.9311 | 1569.8298 | 2825.6936
632 | E-100 | E-100 |  | CAT6 Cable | 428.31 |  | LF | 10% | 471.141 | 1.56 | 734.98 | 75 | 0.026 | 12.2497 | 918.725 | 1653.7049
Devices
633 | E-100 | E-100 |  | Carbon Monoxide Detector | 3 |  | EA | 0% | 3 | 140 | 420 | 75 | 0.875 | 2.625 | 196.875 | 616.875
634 | E-100 | E-100 |  | Fire Alarm Area Smoke Detector | 4 |  | EA | 0% | 4 | 140 | 560 | 75 | 0.875 | 3.5 | 262.5 | 822.5
635 | E-100 | E-100 |  | Fire Alarm Area Thermal/Heat Detector | 2 |  | EA | 0% | 2 | 2400 | 4800 | 75 | 15 | 30 | 2250 | 7050
636 | E-100 | E-100 |  | Fire Alarm Duct Smoke Detector W/Remote Indicator And Wall Key Test Switch W/Red Light | 3 |  | EA | 0% | 3 | 144 | 432 | 75 | 0.9 | 2.7 | 202.5 | 634.5
637 | E-100 | E-100 |  | Fire Alarm Manual Pull Station | 2 |  | EA | 0% | 2 | 180 | 360 | 75 | 1.125 | 2.25 | 168.75 | 528.75
638 | E-100 | E-100 |  | Fire Alarm Multi Candela Combination Horn And Strobe Ceiling Mounted | 1 |  | EA | 0% | 1 | 121.6 | 121.6 | 75 | 0.76 | 0.76 | 57 | 178.6
639 | E-100 | E-100 |  | Fire Alarm Multi Candela Combination Horn And Strobe Wall Mounted | 4 |  | EA | 0% | 4 | 121.6 | 486.4 | 75 | 0.76 | 3.04 | 228 | 714.4
640 | E-100 | E-100 |  | Fire Alarm Relay | 1 |  | EA | 0% | 1 | 176 | 176 | 75 | 1.1 | 1.1 | 82.5 | 258.5
641 | E-100 | E-100 |  | Fire Alarm Relay Weatherproof | 2 |  | EA | 0% | 2 | 184 | 368 | 75 | 1.15 | 2.3 | 172.5 | 540.5
642 | E-100 | E-100 |  | Fire Alarm Single/Dual Input Control Module | 3 |  | EA | 0% | 3 | 134.4 | 403.2 | 75 | 0.84 | 2.52 | 189 | 592.2
643 | E-100 | E-100 |  | Notification Appliance Circuit | 1 |  | EA | 0% | 1 | 248 | 248 | 75 | 1.55 | 1.55 | 116.25 | 364.25
644 | E-100 | E-100 |  | Remote Annunciator | 1 |  | EA | 0% | 1 | 680 | 680 | 75 | 4.25 | 4.25 | 318.75 | 998.75
645 | E-100 | E-100 |  | Wall Fire Alarm Strobe | 18 |  | EA | 0% | 18 | 121.6 | 2188.8 | 75 | 0.76 | 13.68 | 1026 | 3214.8
646 | E-100 | E-100 |  | Weatherproof Fire Alarm Multi Candela Combination Horn And Strobe Wall Mounted | 5 |  | EA | 0% | 5 | 300 | 1500 | 75 | 1.875 | 9.375 | 703.125 | 2203.125
647 | E-100 | E-100 |  | Security Camera Note: Supplied By Franchisee And Install By Gc | 9 |  | EA | 0% | 9 | 0 | 0 | 75 | 1.875 | 16.875 | 1265.625 | 1265.625
648 | E-100 | E-100 |  | Back Box | 59 |  | EA | 0% | 59 | 100 | 5900 | 75 | 0.625 | 36.875 | 2765.625 | 8665.625
[8 empty] | SUBTOTAL MATERIAL |  | 114733.411 | SUBTOTAL LABOR |  | 81318.0137 | SUBTOTAL HOURS |  | 1084.2402 | 196051.4247
|  |  | 31 00 00 | DIVISION 31 - EARTHWORK
|  |  | 31 23 00 | EXCAVATION AND FILL
649 | DM200 | Keynote 4 |  | Excavation for pool | 361 | 360.1481 | CY | 0% | 361 | 0 | 0 | 75 | 0.875 | 315.875 | 23690.625 | 23690.625
650 | S101 | 2/S302 |  | Excavation for sump pit | 6.3 | 6.2593 | CY | 0% | 6.3 | 0 | 0 | 75 | 0.875 | 5.5125 | 413.4375 | 413.4375
651 | S101 | 2/S302 |  | Excavation for sand interceptor | 2.5 | 2.4852 | CY | 0% | 2.5 | 0 | 0 | 75 | 0.875 | 2.1875 | 164.0625 | 164.0625
652 | S101 | 2/S302 |  | Sheathing & Shoring | 1235 | 1233.25 | SF | 0% | 1235 | 3.9 | 4816.5 | 75 | 0.065 | 80.275 | 6020.625 | 10837.125
[8 empty] | SUBTOTAL MATERIAL |  | 4816.5 | SUBTOTAL LABOR |  | 30288.75 | SUBTOTAL HOURS |  | 403.85 | 35105.25
[8 empty] | TOTAL MATERIAL |  | 745288.9867 | TOTAL LABOR |  | 977097.2273 | TOTAL HOURS |  | 9941.2964 | 1722386.2139
TOTAL MATERIAL COST | [16 empty] | 745288.9867
TOTAL LABOR COST | [16 empty] | 977097.2273
TOTAL LABOR HOURS | [16 empty] | 9941.2964
Notes:
1 | Online sources are used for pricing purpose. Please verify, as per your own convenience.
2 | Prices can vary depending upon field conditions.
3 | All other prices are excluded that are not included in the estimate above.
4 | Cells highlighted with green, please price the items as per your own facility.

## ALTERNATE 1
|  |  |  | GOLDFISH SWIM SCHOOL | [7 empty] | PROJECT COST |  | 1393.75
|  |  |  | 6350 JERICHO TURNPIKE COMMACK, NY 11725 | [7 empty] | OVERHEAD COST |  | 139.375
|  |  |  | Project Scope: MECHANICAL | [7 empty] | PROFIT COST |  | 139.375
|  |  |  | Addendum: N/A | [7 empty] | ADDITIONAL COST (If Any)
|  |  |  | Date: | 2024-10-04 | [6 empty] | ALTERNATE 1COST |  | 1672.5
SR. NO. | DWG. NO. | DETAIL NO. | CSI NO. | DESCRIPTION | QUANTITY | UNIT | WASTAGE % | QTY W/ WASTAGE | UNIT MATERIAL COST | MATERIAL COST | MAN HOUR RATE | UNIT MANHOURS | TOTAL MANHOURS | MANHOURS COST | TOTAL COST
75
|  |  | 230000 | DIVISION 23 - HEATING, VENTILATING & AIR- CONDITIOINING
LOUVER
1 | A-201 | A-201 |  | (4' X 5'-6") V2KS, 2" DEEP 45 DEGREE INVERTED K BLADE EXTRUDED ALUMINUM LOUVERED EQUIPMENT SCREEN | 5 | EA | 0% | 5 | 185 | 925 | 75 | 1.25 | 6.25 | 468.75 | 1393.75
[7 empty] | SUBTOTAL MATERIAL |  | 925 | SUBTOTAL LABOR |  | 468.75 | SUBTOTAL HOURS |  | 6.25 | 1393.75
[7 empty] | TOTAL MATERIAL |  | 925 | TOTAL LABOR |  | 468.75 | TOTAL HOURS |  | 6.25 | 1393.75
TOTAL MATERIAL COST | [15 empty] | 925
TOTAL LABOR COST | [15 empty] | 468.75
TOTAL LABOR HOURS | [15 empty] | 6.25
Notes:
1 | Online sources are used for pricing purpose. Please verify, as per your own convenience.
2 | Prices can vary depending upon field conditions.
3 | All other prices are excluded that are not included in the estimate above.
4 | Cells highlighted with green, please price the items as per your own facility.

## ALTERNATE 2
|  |  |  | GOLD FISH SWIM SCHOOL | [7 empty] | PROJECT COST |  | 252.5
|  |  |  | 6350 JERICHO TURNPIKE COMMACK, NY 11725 | [7 empty] | OVERHEAD COST |  | 25.25
|  |  |  | Project Scope: LANDSCAPING | [7 empty] | PROFIT COST |  | 25.25
|  |  |  | Addendum: N/A | [7 empty] | ADDITIONAL COST (If Any)
|  |  |  | Date: | 2024-10-04 | [6 empty] | ALTERNATE 2 COST |  | 303
SR. NO. | DWG. NO. | DETAIL NO. | CSI NO. | DESCRIPTION | QUANTITY | UNIT | WASTAGE % | QTY W/ WASTAGE | UNIT MATERIAL COST | MATERIAL COST | MAN HOUR RATE | UNIT MANHOURS | TOTAL MANHOURS | MANHOURS COST | TOTAL COST
75
|  |  | 320000 | DIVISION 32 - EXTERIOR IMPROVEMENTS
|  |  | 32 93 00 | PLANTS
1 | A200 |  | Keynote 2 | Faux palm tree | 1 | EA | 0% | 1 | 140 | 140 | 75 | 1.5 | 1.5 | 112.5 | 252.5
[7 empty] | SUBTOTAL MATERIAL |  | 140 | SUBTOTAL LABOR |  | 112.5 | SUBTOTAL HOURS |  | 1.5 | 252.5
[7 empty] | TOTAL MATERIAL |  | 140 | TOTAL LABOR |  | 112.5 | TOTAL HOURS |  | 1.5 | 252.5
TOTAL MATERIAL COST | [15 empty] | 140
TOTAL LABOR COST | [15 empty] | 112.5
TOTAL LABOR HOURS | [15 empty] | 1.5
Notes:
1 | Online sources are used for pricing purpose. Please verify, as per your own convenience.
2 | Prices can vary depending upon field conditions.
3 | All other prices are excluded that are not included in the estimate above.
4 | Cells highlighted with green, please price the items as per your own facility.

## ALTERNATE 3 - HUT
|  |  |  | GOLD FISH SWIM SCHOOL | [7 empty] | PROJECT COST |  | 15045.75
|  |  |  | 6350 JERICHO TURNPIKE COMMACK, NY 11725 | [7 empty] | OVERHEAD COST |  | 1504.575
|  |  |  | Project Scope: FIBER CEMENT SIDING - HUT | [7 empty] | PROFIT COST |  | 1504.575
|  |  |  | Addendum: N/A | [7 empty] | ADDITIONAL COST (If Any)
|  |  |  | Date: | 2024-10-04 | [6 empty] | ALTERNATE 3 - HUT COST |  | 18054.9
SR. NO. | DWG. NO. | DETAIL NO. | CSI NO. | DESCRIPTION | QUANTITY | UNIT | WASTAGE % | QTY W/ WASTAGE | UNIT MATERIAL COST | MATERIAL COST | MAN HOUR RATE | UNIT MANHOURS | TOTAL MANHOURS | MANHOURS COST | TOTAL COST
75
|  |  | 70000 | DIVISION 07 - THERMAL AND MOISTURE PROTECTION
FIBER CEMENT SIDING
1 | A800 | See Finish Sche. |  | Fiber cement composite vertical panel - painted (FCS-1) | 485 | SF | 0% | 485 | 4.5 | 2182.5 | 75 | 0.075 | 36.375 | 2728.125 | 4910.625
2 |  |  |  | (3-1/2"x3/4") Wood composite trim board - painted (FCS-2) | 1155 | LF | 0% | 1155 | 3.9 | 4504.5 | 75 | 0.065 | 75.075 | 5630.625 | 10135.125
[7 empty] | SUBTOTAL MATERIAL |  | 6687 | SUBTOTAL LABOR |  | 8358.75 | SUBTOTAL HOURS |  | 111.45 | 15045.75
[7 empty] | TOTAL MATERIAL |  | 6687 | TOTAL LABOR |  | 8358.75 | TOTAL HOURS |  | 111.45 | 15045.75
TOTAL MATERIAL COST | [15 empty] | 6687
TOTAL LABOR COST | [15 empty] | 8358.75
TOTAL LABOR HOURS | [15 empty] | 111.45
Notes:
1 | Online sources are used for pricing purpose. Please verify, as per your own convenience.
2 | Prices can vary depending upon field conditions.
3 | All other prices are excluded that are not included in the estimate above.
4 | Cells highlighted with green, please price the items as per your own facility.

## ALTERNATE 4 - VESTIBULE
|  |  |  | GOLD FISH SWIM SCHOOL | [7 empty] | PROJECT COST |  | 3358.125
|  |  |  | 6350 JERICHO TURNPIKE COMMACK, NY 11725 | [7 empty] | OVERHEAD COST |  | 335.8125
|  |  |  | Project Scope: FIBER CEMENT SIDING - VESTIBULE | [7 empty] | PROFIT COST |  | 335.8125
|  |  |  | Addendum: N/A | [7 empty] | ADDITIONAL COST (If Any)
|  |  |  | Date: | 2024-10-04 | [6 empty] | ALTERNATE 4 - VESTIBULE COST |  | 4029.75
SR. NO. | DWG. NO. | DETAIL NO. | CSI NO. | DESCRIPTION | QUANTITY | UNIT | WASTAGE % | QTY W/ WASTAGE | UNIT MATERIAL COST | MATERIAL COST | MAN HOUR RATE | UNIT MANHOURS | TOTAL MANHOURS | MANHOURS COST | TOTAL COST
75
|  |  | 70000 | DIVISION 07 - THERMAL AND MOISTURE PROTECTION
FIBER CEMENT SIDING
1 | A800 | See Finish Sche. |  | Fiber cement composite vertical panel - painted (FCS-1) | 180 | SF | 0% | 180 | 4.5 | 810 | 75 | 0.075 | 13.5 | 1012.5 | 1822.5
2 |  |  |  | (3-1/2"x3/4") Wood composite trim board - painted (FCS-2) | 175 | LF | 0% | 175 | 3.9 | 682.5 | 75 | 0.065 | 11.375 | 853.125 | 1535.625
[7 empty] | SUBTOTAL MATERIAL |  | 1492.5 | SUBTOTAL LABOR |  | 1865.625 | SUBTOTAL HOURS |  | 24.875 | 3358.125
[7 empty] | TOTAL MATERIAL |  | 1492.5 | TOTAL LABOR |  | 1865.625 | TOTAL HOURS |  | 24.875 | 3358.125
TOTAL MATERIAL COST | [15 empty] | 1492.5
TOTAL LABOR COST | [15 empty] | 1865.625
TOTAL LABOR HOURS | [15 empty] | 24.875
Notes:
1 | Online sources are used for pricing purpose. Please verify, as per your own convenience.
2 | Prices can vary depending upon field conditions.
3 | All other prices are excluded that are not included in the estimate above.
4 | Cells highlighted with green, please price the items as per your own facility.

## ALTERNATE 5 - IT OFFICE
|  |  |  | GOLD FISH SWIM SCHOOL | [7 empty] | PROJECT COST |  | 1859.625
|  |  |  | 6350 JERICHO TURNPIKE COMMACK, NY 11725 | [7 empty] | OVERHEAD COST |  | 185.9625
|  |  |  | Project Scope: FIBER CEMENT SIDING - IT/ OFFICE | [7 empty] | PROFIT COST |  | 185.9625
|  |  |  | Addendum: N/A | [7 empty] | ADDITIONAL COST (If Any)
|  |  |  | Date: | 2024-10-04 | [6 empty] | ALTERNATE 5 - IT OFFICE COST |  | 2231.55
SR. NO. | DWG. NO. | DETAIL NO. | CSI NO. | DESCRIPTION | QUANTITY | UNIT | WASTAGE % | QTY W/ WASTAGE | UNIT MATERIAL COST | MATERIAL COST | MAN HOUR RATE | UNIT MANHOURS | TOTAL MANHOURS | MANHOURS COST | TOTAL COST
75
|  |  | 70000 | DIVISION 07 - THERMAL AND MOISTURE PROTECTION
FIBER CEMENT SIDING
1 | A800 | See Finish Sche. |  | Fiber cement composite vertical panel - painted (FCS-1) | 71 | SF | 0% | 71 | 4.5 | 319.5 | 75 | 0.075 | 5.325 | 399.375 | 718.875
2 |  |  |  | (3-1/2"x3/4") Wood composite trim board - painted (FCS-2) | 130 | LF | 0% | 130 | 3.9 | 507 | 75 | 0.065 | 8.45 | 633.75 | 1140.75
[7 empty] | SUBTOTAL MATERIAL |  | 826.5 | SUBTOTAL LABOR |  | 1033.125 | SUBTOTAL HOURS |  | 13.775 | 1859.625
[7 empty] | TOTAL MATERIAL |  | 826.5 | TOTAL LABOR |  | 1033.125 | TOTAL HOURS |  | 13.775 | 1859.625
TOTAL MATERIAL COST | [15 empty] | 826.5
TOTAL LABOR COST | [15 empty] | 1033.125
TOTAL LABOR HOURS | [15 empty] | 13.775
Notes:
1 | Online sources are used for pricing purpose. Please verify, as per your own convenience.
2 | Prices can vary depending upon field conditions.
3 | All other prices are excluded that are not included in the estimate above.
4 | Cells highlighted with green, please price the items as per your own facility.