## Bid Recap & Summary
PROJECT NAME:
BID RECAP
| SR. NO. | DESCRIPTION | MATERIAL COST | LABOR COST | MATERIAL TAX | LABOR TAX | TOTAL COST | OVERHEADS | PROFITS | TOTAL PRICE
| 1 | DISTRIBUTION | 0 | 0 | 0 | 0 | 0 | 0 | 0 | 0
| 2 | BRANCH WIRING | 0 | 0 | 0 | 0 | 0 | 0 | 0 | 0
| 3 | WIRING DEVICES | 0 | 0 | 0 | 0 | 0 | 0 | 0 | 0
| 4 | LIGHTING FIXTURES | 0 | 0 | 0 | 0 | 0 | 0 | 0 | 0
| 5 | LIGHTING CONTROLS | 0 | 0 | 0 | 0 | 0 | 0 | 0 | 0
| 6 | ROUGH-IN FOR LOW VOLTAGE SYSTEM | 0 | 0 | 0 | 0 | 0 | 0 | 0 | 0
| 7 | ROUGH-IN FOR FIRE ALARM SYSTEM | 0 | 0 | 0 | 0 | 0 | 0 | 0 | 0
| 8 | DEMOLITION | 0 | 0 | 0 | 0 | 0 | 0 | 0 | 0
| 9 | TEMPORARY | 0 | 0 | 0 | 0 | 0 | 0 | 0 | 0
|  | TOTALS | 0 | 0 | 0 | 0 | 0 | 0 | 0 | 0
|  | ALTERNATE (ADD DESCRIPTION & SHEET NO.) | 0 | 0 | 0 | 0 | 0 | 0 | 0 | 0
| BID SUMMARY |  |  |  |  | MAN-LOADING AND SUPERVISION ANALYSIS
| 1 | TOTAL MATERIAL COST |  | 0 |  | 1 | TOTAL MANHOURS WITH SUPERVISION |  |  | 0
|  | MATERIAL SALES TAX | 6.625% | 0 |  | 2 | NUMBER OF MAN-DAYS |  |  | 0
|  | JOB EXPENSE |  | 0 |  | 3 | MAN LOAD |  |  | 5
| 2 | TOTAL LABOR COST |  | 0 |  | 4 | ELECTRICIAN RATE |  | 3 | 135
|  | LABOR TAX |  | 0 |  | 5 | SUPERVISOR RATE |  | 1 | 142
| 3 | TOTAL COST |  | 0 |  | 6 | UNSKILLED LABOR RATE |  | 1 | 61
|  | OVERHEADS @ | 10% | 0 |  | 7 | COMPOSITE LABOR RATE |  |  | 121.6
|  | PROFIT @ | 10% | 0 |  | 8 | PREVAILING WAGE RATE |  |  | N/A
| 4 | TOTAL COST WITH OVERHEADS + PROFIT |  | 0
|  | BID SECURITY |  | 0 |  |  | INSERT VALUES IN YELLOW HIGHLIGHTED CELLS WHERE APPLICABLE
|  | ALLOWANCES |  | 0
|  | MOBILIZATION / DEMOBILIZATION |  | 0
|  | SUB-CONTRACTS |  | 0
|  | BOND PREMIUM |  | 0
| 5 | BASE BID PRICE |  | 0
| 6 | ALTERNATE BID PRICE |  | 0
Terms and Conditions/Disclaimer: The quantities, numbers, scope, or any other information contained in this document has been complied to the best of our knowledge. By utilizing or deriving any of the information contained in this document, you accept the information, quantities and costs as accurate and waive to any claims for errors in information. Bidding Enterprise LLC does not warranty any of the information contained in this document. The information contained in this document are for informational purpose only and to be used as a guideline for quantities and pricing. It is the responsibility of the contractor performing the work to review quantities and bid documents and finalize pricing and materials based on current prices.

## Estimate
PROJECT NAME: | [10 empty] | TOTAL BID PRICE |  | 0
ADD QUOTATION FOR LIGHTING FIXTURES, CONTROLS, FIRE ALARM SYSTEM & SWITCHGEAR
SR. NO. | DWG. NO. | DETAIL NO. | DESCRIPTION | QUANTITY | WASTAGE | QTY WITH WASTAGE | UNIT | UNIT MATERIAL COST | MATERIAL COST | MANHOUR RATE | UNIT MANHOURS | TOTAL MANHOURS | MANHOURS COST | TOTAL COST
DISTRIBUTION | [9 empty] | 121.6
CONDUITS
1 |  |  | 3" CONDUIT - EMT | 16 | 10% | 17.6 | FT | 0 | 0 | 121.6 |  | 0 | 0 | 0
|  |  | 3" ELBOW 90 DEG - EMT | 2 | 0% | 2 | EA | 0 | 0 | 121.6 |  | 0 | 0 | 0
|  |  | 3" CONN COMP STL - EMT | 2 | 0% | 2 | EA | 0 | 0 | 121.6 |  | 0 | 0 | 0
|  |  | 3" COUPLING COMP STL - EMT | 2 | 0% | 2 | EA | 0 | 0 | 121.6 |  | 0 | 0 | 0
|  |  | 3" BUSHING - PLASTIC | 2 | 0% | 2 | EA | 0 | 0 | 121.6 |  | 0 | 0 | 0
|  |  | 3" 1-H STRAP - RMC / EMT- STEEL | 2 | 0% | 2 | EA | 0 | 0 | 121.6 |  | 0 | 0 | 0
|  |  | 3/8-16x 2 1/4 WEDGE ANCHOR - 1 1/2" MIN DEPTH | 2 | 0% | 2 | EA | 0 | 0 | 121.6 |  | 0 | 0 | 0
2 |  |  | 3" CONDUIT - PVC40 | 160 | 10% | 176 | FT | 0 | 0 | 121.6 |  | 0 | 0 | 0
|  |  | 3" ELBOW 90 DEG - RMC - GALV | 2 | 0% | 2 | EA | 0 | 0 | 121.6 |  | 0 | 0 | 0
|  |  | 3" LOCKNUT - STEEL | 13 | 0% | 13 | EA | 0 | 0 | 121.6 |  | 0 | 0 | 0
|  |  | 3" COUPLING - PVC | 20 | 0% | 20 | EA | 0 | 0 | 121.6 |  | 0 | 0 | 0
|  |  | 3" ADAPTER FEM - PVC | 13 | 0% | 13 | EA | 0 | 0 | 121.6 |  | 0 | 0 | 0
3 |  |  | 3" CONDUIT - RMC - GALV | 34 | 10% | 37.4 | FT | 0 | 0 | 121.6 |  | 0 | 0 | 0
|  |  | 3" COUPLING - RMC - GALV | 1 | 0% | 1 | EA | 0 | 0 | 121.6 |  | 0 | 0 | 0
|  |  | 3" ELBOW 90 DEG - RMC - GALV | 2 | 0% | 2 | EA | 0 | 0 | 121.6 |  | 0 | 0 | 0
|  |  | 3" LOCKNUT - STEEL | 6 | 0% | 6 | EA | 0 | 0 | 121.6 |  | 0 | 0 | 0
|  |  | 3" BUSHING - PLASTIC | 3 | 0% | 3 | EA | 0 | 0 | 121.6 |  | 0 | 0 | 0
|  |  | 3" MEASURE CUT & THREAD LABOR - RMC - GALV | 2 | 0% | 2 | EA | 0 | 0 | 121.6 |  | 0 | 0 | 0
|  |  | 3" SPRING STL CONDUIT CLAMP W/ BOLT | 5 | 0% | 5 | EA | 0 | 0 | 121.6 |  | 0 | 0 | 0
|  |  | 3/8-16x 2 1/4 WEDGE ANCHOR - 1 1/2" MIN DEPTH | 5 | 0% | 5 | EA | 0 | 0 | 121.6 |  | 0 | 0 | 0
4 |  |  | 2 1/2" CONDUIT - EMT | 18 | 10% | 19.8 | FT | 0 | 0 | 121.6 |  | 0 | 0 | 0
|  |  | 2 1/2" ELBOW 90 DEG - EMT | 1 | 0% | 1 | EA | 0 | 0 | 121.6 |  | 0 | 0 | 0
|  |  | 2 1/2" CONN COMP STL - EMT | 2 | 0% | 2 | EA | 0 | 0 | 121.6 |  | 0 | 0 | 0
|  |  | 2 1/2" COUPLING COMP STL - EMT | 2 | 0% | 2 | EA | 0 | 0 | 121.6 |  | 0 | 0 | 0
|  |  | 2 1/2" BUSHING - PLASTIC | 2 | 0% | 2 | EA | 0 | 0 | 121.6 |  | 0 | 0 | 0
|  |  | 2 1/2" 1-H STRAP - RMC / EMT- STEEL | 2 | 0% | 2 | EA | 0 | 0 | 121.6 |  | 0 | 0 | 0
|  |  | 3/8-16x 2 1/4 WEDGE ANCHOR - 1 1/2" MIN DEPTH | 2 | 0% | 2 | EA | 0 | 0 | 121.6 |  | 0 | 0 | 0
5 |  |  | 1 1/2" CONDUIT - EMT | 52 | 10% | 57.2 | FT | 0 | 0 | 121.6 |  | 0 | 0 | 0
|  |  | 1 1/2" ELBOW 90 DEG - EMT | 2 | 0% | 2 | EA | 0 | 0 | 121.6 |  | 0 | 0 | 0
|  |  | 1 1/2" CONN COMP STL - EMT | 5 | 0% | 5 | EA | 0 | 0 | 121.6 |  | 0 | 0 | 0
|  |  | 1 1/2" COUPLING COMP STL - EMT | 6 | 0% | 6 | EA | 0 | 0 | 121.6 |  | 0 | 0 | 0
|  |  | 1 1/2" BUSHING - PLASTIC | 5 | 0% | 5 | EA | 0 | 0 | 121.6 |  | 0 | 0 | 0
|  |  | 1 1/2" 1-H STRAP - EMT - STEEL | 6 | 0% | 6 | EA | 0 | 0 | 121.6 |  | 0 | 0 | 0
|  |  | 1/4-20x 1 3/4 WEDGE ANCHOR - 1 1/8" MIN DEPTH | 6 | 0% | 6 | EA | 0 | 0 | 121.6 |  | 0 | 0 | 0
CONDUCTORS
1 |  |  | #350 THHN | 168 | 10% | 184.8 | FT | 0 | 0 | 121.6 |  | 0 | 0 | 0
2 |  |  | #350 XHHW | 640 | 10% | 704 | FT | 0 | 0 | 121.6 |  | 0 | 0 | 0
3 |  |  | #3/0 THHN | 40 | 10% | 44 | FT | 0 | 0 | 121.6 |  | 0 | 0 | 0
4 |  |  | #4/0 THHN | 64 | 10% | 70.4 | FT | 0 | 0 | 121.6 |  | 0 | 0 | 0
5 |  |  | #1 THHN | 208 | 10% | 228.8 | FT | 0 | 0 | 121.6 |  | 0 | 0 | 0
6 |  |  | #2 THHN | 58 | 10% | 63.8 | FT | 0 | 0 | 121.6 |  | 0 | 0 | 0
7 |  |  | #2 XHHW | 160 | 10% | 176 | FT | 0 | 0 | 121.6 |  | 0 | 0 | 0
8 |  |  | #6 THHN | 62 | 10% | 68.2 | FT | 0 | 0 | 121.6 |  | 0 | 0 | 0
GROUNDING
1 |  |  | #2/0 BARE COPPER - 19-STRAND | 150 | 10% | 165 | FT | 0 | 0 | 121.6 |  | 0 | 0 | 0
2 |  |  | 3/4" X 10' COPPER CLAD GROUND ROD | 4 | 0% | 4 | EA | 0 | 0 | 121.6 |  | 0 | 0 | 0
DISCONNECT SWITCHES
1 |  |  | 15A/1P DISCONNECT SWITCH | 1 | 0% | 1 | EA |  | 0 | 121.6 |  | 0 | 0 | 0
2 |  |  | 30A/3P DISCONNECT SWITCH NEMA 3R | 1 | 0% | 1 | EA |  | 0 | 121.6 |  | 0 | 0 | 0
3 |  |  | 20A/3P FUSED DISCONNECT SWITCH | 1 | 0% | 1 | EA |  | 0 | 121.6 |  | 0 | 0 | 0
4 |  |  | 40A/3P DISCONNECT SWITCH NEMA 3R | 1 | 0% | 1 | EA |  | 0 | 121.6 |  | 0 | 0 | 0
5 |  |  | 70A/3P DISCONNECT SWITCH NEMA 3R | 1 | 0% | 1 | EA |  | 0 | 121.6 |  | 0 | 0 | 0
6 |  |  | 20A/1P COMBINATION STARTER/DISCONNECT SWITCH | 3 | 0% | 3 | EA |  | 0 | 121.6 |  | 0 | 0 | 0
BREAKERS
1 |  |  | 15A/1P CIRCUIT BREAKER | 2 | 0% | 2 | EA |  | 0 | 121.6 |  | 0 | 0 | 0
2 |  |  | 15A/1P CIRCUIT BREAKER HACR | 1 | 0% | 1 | EA |  | 0 | 121.6 |  | 0 | 0 | 0
3 |  |  | 20A/1P CIRCUIT BREAKER | 72 | 0% | 72 | EA |  | 0 | 121.6 |  | 0 | 0 | 0
4 |  |  | 20A/1P CIRCUIT BREAKER HACR | 9 | 0% | 9 | EA |  | 0 | 121.6 |  | 0 | 0 | 0
5 |  |  | 20A/2P CIRCUIT BREAKER | 8 | 0% | 8 | EA |  | 0 | 121.6 |  | 0 | 0 | 0
6 |  |  | 20A/2P CIRCUIT BREAKER HACR | 5 | 0% | 5 | EA |  | 0 | 121.6 |  | 0 | 0 | 0
7 |  |  | 20A/3P CIRCUIT BREAKER HACR | 1 | 0% | 1 | EA |  | 0 | 121.6 |  | 0 | 0 | 0
8 |  |  | 25A/1P CIRCUIT BREAKER | 1 | 0% | 1 | EA |  | 0 | 121.6 |  | 0 | 0 | 0
9 |  |  | 30A/2P CIRCUIT BREAKER | 4 | 0% | 4 | EA |  | 0 | 121.6 |  | 0 | 0 | 0
10 |  |  | 30A/2P CIRCUIT BREAKER HACR | 1 | 0% | 1 | EA |  | 0 | 121.6 |  | 0 | 0 | 0
11 |  |  | 30A/3P CIRCUIT BREAKER | 1 | 0% | 1 | EA |  | 0 | 121.6 |  | 0 | 0 | 0
12 |  |  | 40A/2P CIRCUIT BREAKER | 1 | 0% | 1 | EA |  | 0 | 121.6 |  | 0 | 0 | 0
13 |  |  | 40A/3P SHUNT TRIP CIRCUIT BREAKER HACR | 1 | 0% | 1 | EA |  | 0 | 121.6 |  | 0 | 0 | 0
14 |  |  | 50A/2P CIRCUIT BREAKER | 1 | 0% | 1 | EA |  | 0 | 121.6 |  | 0 | 0 | 0
15 |  |  | 60A/2P CIRCUIT BREAKER | 3 | 0% | 3 | EA |  | 0 | 121.6 |  | 0 | 0 | 0
16 |  |  | 70A/3P CIRCUIT BREAKER HACR | 1 | 0% | 1 | EA |  | 0 | 121.6 |  | 0 | 0 | 0
17 |  |  | 100A/3P CIRCUIT BREAKER | 1 | 0% | 1 | EA |  | 0 | 121.6 |  | 0 | 0 | 0
18 |  |  | 200A/3P CIRCUIT BREAKER | 2 | 0% | 2 | EA |  | 0 | 121.6 |  | 0 | 0 | 0
19 |  |  | 100A MAIN CIRCUIT BREAKER | 1 | 0% | 1 | EA |  | 0 | 121.6 |  | 0 | 0 | 0
20 |  |  | 300A MAIN CIRCUIT BREAKER | 1 | 0% | 1 | EA |  | 0 | 121.6 |  | 0 | 0 | 0
21 |  |  | 200A MAIN CIRCUIT BREAKER | 1 | 0% | 1 | EA |  | 0 | 121.6 |  | 0 | 0 | 0
22 |  |  | 600A MAIN CIRCUIT BREAKER | 1 | 0% | 1 | EA |  | 0 | 121.6 |  | 0 | 0 | 0
PANELS
1 |  |  | PANEL KP, 100A MCB, 208Y/120V, 3 PHASE, 4 WIRE, 22K AIC, RECESSED MOUNTED, NEMA 3R | 1 | 0% | 1 | EA |  | 0 | 121.6 |  | 0 | 0 | 0
2 |  |  | PANEL DRA, 300A MCB 120/240V, 1 PHASE, 4 WIRE, 22K AIC, SURFACE MOUNTED, | 1 | 0% | 1 | EA |  | 0 | 121.6 |  | 0 | 0 | 0
3 |  |  | PANEL DRH, 200A MCB, 208/120V, 3 PHASE, 4 WIRE, 22K AIC, SURFACE MOUNTED, | 1 | 0% | 1 | EA |  | 0 | 121.6 |  | 0 | 0 | 0
4 |  |  | PANEL DRP, 600A MCB, 208/120, 3 PHASE, 4 WIRE, 42K AIC, SURFACE MOUNTED, | 1 | 0% | 1 | EA |  | 0 | 121.6 |  | 0 | 0 | 0
5 |  |  | MAIN KITCHEN CONTROL PANEL | 1 | 0% | 1 | EA |  | 0 | 121.6 |  | 0 | 0 | 0
EQUIPMENT
1 |  |  | T1, 75KVA TRANSFORMER | 1 | 0% | 1 | EA |  | 0 | 121.6 |  | 0 | 0 | 0
2 |  |  | SPD | 1 | 0% | 1 | EA |  | 0 | 121.6 |  | 0 | 0 | 0
3 |  |  | CT CABINET | 1 | 0% | 1 | EA |  | 0 | 121.6 |  | 0 | 0 | 0
4 |  |  | 600A UTILITY METER | 1 | 0% | 1 | EA |  | 0 | 121.6 |  | 0 | 0 | 0
5 |  |  | EV CHARGING STATION | 1 | 0% | 1 | EA |  | 0 | 121.6 |  | 0 | 0 | 0
6 |  |  | APPLIANCE CONTACTOR ENCLOSURE | 1 | 0% | 1 | EA |  | 0 | 121.6 |  | 0 | 0 | 0
EQUIPMENT CONNECTIONS
1 |  |  | CONNECTION FOR CU | 1 | 0% | 1 | EA | 0 | 0 | 121.6 |  | 0 | 0 | 0
2 |  |  | CONNECTION FOR EBBH | 4 | 0% | 4 | EA | 0 | 0 | 121.6 |  | 0 | 0 | 0
3 |  |  | CONNECTION FOR EF | 4 | 0% | 4 | EA | 0 | 0 | 121.6 |  | 0 | 0 | 0
4 |  |  | CONNECTION FOR F | 1 | 0% | 1 | EA | 0 | 0 | 121.6 |  | 0 | 0 | 0
5 |  |  | CONNECTION FOR GWH | 1 | 0% | 1 | EA | 0 | 0 | 121.6 |  | 0 | 0 | 0
6 |  |  | CONNECTION FOR L | 1 | 0% | 1 | EA | 0 | 0 | 121.6 |  | 0 | 0 | 0
7 |  |  | CONNECTION FOR MAU | 1 | 0% | 1 | EA | 0 | 0 | 121.6 |  | 0 | 0 | 0
8 |  |  | CONNECTION FOR RH | 5 | 0% | 5 | EA | 0 | 0 | 121.6 |  | 0 | 0 | 0
9 |  |  | CONNECTION FOR RP | 2 | 0% | 2 | EA | 0 | 0 | 121.6 |  | 0 | 0 | 0
10 |  |  | CONNECTION FOR RTU | 1 | 0% | 1 | EA | 0 | 0 | 121.6 |  | 0 | 0 | 0
MISCELLANEOUS
1 |  |  | SPLICE PULLBOX | 65.49 | 0% | 65.49 | EA | 0 | 0 | 121.6 |  | 0 | 0 | 0
2 |  |  | SCOTCHLOCK CONNECTOR | 178.1 | 0% | 178.1 | EA | 0 | 0 | 121.6 |  | 0 | 0 | 0
3 |  |  | COMPRESSION CONNECTOR | 48 | 0% | 48 | EA | 0 | 0 | 121.6 |  | 0 | 0 | 0
5 |  |  | SAW CUTTING AND PATCHING | 11.99 | 0% | 11.99 | FT | 0 | 0 | 121.6 |  | 0 | 0 | 0
6 |  |  | 2'-4" W X 6" D TRANCHING AND BACKFILLING | 213 | 0% | 213 | FT | 0 | 0 | 121.6 |  | 0 | 0 | 0
7 |  |  | 2'-6" W X 1" D TRANCHING AND BACKFILLING | 791 | 0% | 791 | FT | 0 | 0 | 121.6 |  | 0 | 0 | 0
8 |  |  | 12"X12" HAND HOLE | 11 | 0% | 11 | EA |  | 0 | 121.6 |  | 0 | 0 | 0
9 |  |  | 24"X24" HAND HOLE | 2 | 0% | 2 | EA |  | 0 | 121.6 |  | 0 | 0 | 0
10 |  |  | 36"X36" HAND HOLE | 7 | 0% | 7 | EA |  | 0 | 121.6 |  | 0 | 0 | 0
|  |  | QUOTATION FOR SWITCHGEAR | [10 empty] | 0
[6 empty] | SUBTOTAL MATERIAL |  | 0 | SUBTOTAL LABOR | [5 empty] | 0
BRANCH WIRING
CONDUITS - LIGHTING
1 |  |  | 3/4"C EMT | 218 | 10% | 239.8 | FT | 0 | 0 | 121.6 |  | 0 | 0 | 0
CONDUCTORS - LIGHTING
1 |  |  | #12/2C SOLID MC | 1449 | 10% | 1593.9 | FT | 0 | 0 | 121.6 |  | 0 | 0 | 0
2 |  |  | #14 THHN | 436 | 10% | 479.6 | FT | 0 | 0 | 121.6 |  | 0 | 0 | 0
CONDUITS - SITE LIGHTING
1 |  |  | 1 1/2" CONDUIT - PVC40 | 808 | 10% | 888.8 | FT | 0 | 0 | 121.6 |  | 0 | 0 | 0
|  |  | 1 1/2" ELBOW 90 DEG - RMC - GALV | 10 | 0% | 10 | EA | 0 | 0 | 121.6 |  | 0 | 0 | 0
|  |  | 1 1/2" LOCKNUT - STEEL | 65 | 0% | 65 | EA | 0 | 0 | 121.6 |  | 0 | 0 | 0
|  |  | 1 1/2" COUPLING - PVC | 97 | 0% | 97 | EA | 0 | 0 | 121.6 |  | 0 | 0 | 0
|  |  | 1 1/2" ADAPTER FEM - PVC | 65 | 0% | 65 | EA | 0 | 0 | 121.6 |  | 0 | 0 | 0
2 |  |  | 1" CONDUIT - PVC40 | 2465 | 10% | 2711.5 | FT | 0 | 0 | 121.6 |  | 0 | 0 | 0
|  |  | 1" ELBOW 90 DEG - RMC - GALV | 35 | 0% | 35 | EA | 0 | 0 | 121.6 |  | 0 | 0 | 0
|  |  | 1" LOCKNUT - STEEL | 198 | 0% | 198 | EA | 0 | 0 | 121.6 |  | 0 | 0 | 0
|  |  | 1" COUPLING - PVC | 296 | 0% | 296 | EA | 0 | 0 | 121.6 |  | 0 | 0 | 0
|  |  | 1" ADAPTER FEM - PVC | 198 | 0% | 198 | EA | 0 | 0 | 121.6 |  | 0 | 0 | 0
3 |  |  | 3/4" CONDUIT - PVC40 | 72 | 10% | 79.2 | FT | 0 | 0 | 121.6 |  | 0 | 0 | 0
|  |  | 3/4" ELBOW 90 DEG - RMC - GALV | 5 | 0% | 5 | EA | 0 | 0 | 121.6 |  | 0 | 0 | 0
|  |  | 3/4" LOCKNUT - STEEL | 6 | 0% | 6 | EA | 0 | 0 | 121.6 |  | 0 | 0 | 0
|  |  | 3/4" COUPLING - PVC | 9 | 0% | 9 | EA | 0 | 0 | 121.6 |  | 0 | 0 | 0
|  |  | 3/4" ADAPTER FEM - PVC | 6 | 0% | 6 | EA | 0 | 0 | 121.6 |  | 0 | 0 | 0
4 |  |  | NYLON PULL CORD | 546 | 10% | 600.6 | FT | 0 | 0 | 121.6 |  | 0 | 0 | 0
CONDUCTORS - SITE LIGHTING
1 |  |  | #8 THW | 4890 | 10% | 5379 | FT | 0 | 0 | 121.6 |  | 0 | 0 | 0
2 |  |  | #10 THW | 2615 | 10% | 2876.5 | FT | 0 | 0 | 121.6 |  | 0 | 0 | 0
3 |  |  | #12 THW | 216 | 10% | 237.6 | FT | 0 | 0 | 121.6 |  | 0 | 0 | 0
CONDUITS - POWER
1 |  |  | 1" CONDUIT - PVC40 | 79 | 10% | 86.9 | FT | 0 | 0 | 121.6 |  | 0 | 0 | 0
|  |  | 1" ELBOW 90 DEG - RMC - GALV | 2 | 0% | 2 | EA | 0 | 0 | 121.6 |  | 0 | 0 | 0
|  |  | 1" LOCKNUT - STEEL | 7 | 0% | 7 | EA | 0 | 0 | 121.6 |  | 0 | 0 | 0
|  |  | 1" COUPLING - PVC | 10 | 0% | 10 | EA | 0 | 0 | 121.6 |  | 0 | 0 | 0
|  |  | 1" ADAPTER FEM - PVC | 7 | 0% | 7 | EA | 0 | 0 | 121.6 |  | 0 | 0 | 0
2 |  |  | 3/4" CONDUIT - EMT | 44 | 10% | 48.4 | FT | 0 | 0 | 121.6 |  | 0 | 0 | 0
|  |  | 3/4" CONN COMP STL - EMT | 135 | 0% | 135 | EA | 0 | 0 | 121.6 |  | 0 | 0 | 0
|  |  | 3/4" COUPLING COMP STL - EMT | 168 | 0% | 168 | EA | 0 | 0 | 121.6 |  | 0 | 0 | 0
|  |  | 3/4" 1-H STRAP - EMT - STEEL | 251 | 0% | 251 | EA | 0 | 0 | 121.6 |  | 0 | 0 | 0
|  |  | #8 TO #10x 7/8 PLAS ANCHOR (3/16) | 385 | 0% | 385 | EA | 0 | 0 | 121.6 |  | 0 | 0 | 0
|  |  | #10x 1 P/H SELF-TAP SCREW | 385 | 0% | 385 | EA | 0 | 0 | 121.6 |  | 0 | 0 | 0
3 |  |  | 3/4"C FLEX S | 9 | 10% | 9.9 | FT | 0 | 0 | 121.6 |  | 0 | 0 | 0
4 |  |  | 3/4" CONDUIT - RMC - GALV | 117 | 10% | 128.7 | FT | 0 | 0 | 121.6 |  | 0 | 0 | 0
|  |  | 3/4" MEASURE CUT & THREAD LABOR - RMC - GALV | 5 | 0% | 5 | EA | 0 | 0 | 121.6 |  | 0 | 0 | 0
|  |  | 3/4" 1-H STRAP - RMC - MALL | 18 | 0% | 18 | EA | 0 | 0 | 121.6 |  | 0 | 0 | 0
|  |  | 4 9/16x 1 15/16" DEEP CAST BOX W/ 4x 3/4" HUBS - CI | 5 | 0% | 5 | EA | 0 | 0 | 121.6 |  | 0 | 0 | 0
|  |  | COVER ROUND BLANK - CI | 5 | 0% | 5 | EA | 0 | 0 | 121.6 |  | 0 | 0 | 0
|  |  | #8 TO #10x 7/8 PLAS ANCHOR (3/16) | 28 | 0% | 28 | EA | 0 | 0 | 121.6 |  | 0 | 0 | 0
|  |  | #10x 1 P/H SELF-TAP SCREW | 28 | 0% | 28 | EA | 0 | 0 | 121.6 |  | 0 | 0 | 0
CONDUCTORS - POWER
1 |  |  | #10 THHN | 189 | 10% | 207.9 | FT | 0 | 0 | 121.6 |  | 0 | 0 | 0
2 |  |  | #12 THHN | 396 | 10% | 435.6 | FT | 0 | 0 | 121.6 |  | 0 | 0 | 0
3 |  |  | #6/2C, #10/1C MC | 27 | 10% | 29.7 | FT | 0 | 0 | 121.6 |  | 0 | 0 | 0
4 |  |  | #12/2C SOLID MC | 2175 | 10% | 2392.5 | FT | 0 | 0 | 121.6 |  | 0 | 0 | 0
5 |  |  | #12/4C SOLID MC | 54 | 10% | 59.4 | FT | 0 | 0 | 121.6 |  | 0 | 0 | 0
7 |  |  | #14 THHN | 108 | 10% | 118.8 | FT | 0 | 0 | 121.6 |  | 0 | 0 | 0
CONDUITS - EQUIPMENT
1 |  |  | 1 1/4" CONDUIT - PVC40 | 10 | 10% | 11 | FT | 0 | 0 | 121.6 |  | 0 | 0 | 0
|  |  | 1 1/4" ELBOW 90 DEG - RMC - GALV | 1 | 0% | 1 | EA | 0 | 0 | 121.6 |  | 0 | 0 | 0
|  |  | 1 1/4" LOCKNUT - STEEL | 1 | 0% | 1 | EA | 0 | 0 | 121.6 |  | 0 | 0 | 0
|  |  | 1 1/4" COUPLING - PVC | 2 | 0% | 2 | EA | 0 | 0 | 121.6 |  | 0 | 0 | 0
|  |  | 1 1/4" ADAPTER FEM - PVC | 1 | 0% | 1 | EA | 0 | 0 | 121.6 |  | 0 | 0 | 0
2 |  |  | 1 1/4" CONDUIT - EMT | 61 | 10% | 67.1 | FT | 0 | 0 | 121.6 |  | 0 | 0 | 0
|  |  | 1 1/4" CONN COMP STL - EMT | 5 | 0% | 5 | EA | 0 | 0 | 121.6 |  | 0 | 0 | 0
|  |  | 1 1/4" COUPLING COMP STL - EMT | 7 | 0% | 7 | EA | 0 | 0 | 121.6 |  | 0 | 0 | 0
|  |  | 1 1/4" BUSHING - PLASTIC | 5 | 0% | 5 | EA | 0 | 0 | 121.6 |  | 0 | 0 | 0
|  |  | 1 1/4" 1-H STRAP - EMT - STEEL | 7 | 0% | 7 | EA | 0 | 0 | 121.6 |  | 0 | 0 | 0
|  |  | 1/4-20x 1 3/4 WEDGE ANCHOR - 1 1/8" MIN DEPTH | 7 | 0% | 7 | EA | 0 | 0 | 121.6 |  | 0 | 0 | 0
3 |  |  | 1 1/4"C LFMC | 5 | 10% | 5.5 | FT | 0 | 0 | 121.6 |  | 0 | 0 | 0
4 |  |  | 1 1/4" CONDUIT - RMC - GALV | 10 | 10% | 11 | FT | 0 | 0 | 121.6 |  | 0 | 0 | 0
|  |  | 1 1/4" COUPLING - RMC - GALV | 1 | 0% | 1 | EA | 0 | 0 | 121.6 |  | 0 | 0 | 0
|  |  | 1 1/4" ELBOW 90 DEG - RMC - GALV | 1 | 0% | 1 | EA | 0 | 0 | 121.6 |  | 0 | 0 | 0
|  |  | 1 1/4" LOCKNUT - STEEL | 2 | 0% | 2 | EA | 0 | 0 | 121.6 |  | 0 | 0 | 0
|  |  | 1 1/4" BUSHING - PLASTIC | 1 | 0% | 1 | EA | 0 | 0 | 121.6 |  | 0 | 0 | 0
|  |  | 1 1/4" MEASURE CUT & THREAD LABOR - RMC - GALV | 1 | 0% | 1 | EA | 0 | 0 | 121.6 |  | 0 | 0 | 0
|  |  | 1 1/2" EMT & 1 1/4" RMC / IMC SPRING STL CLAMP W/ BOLT | 2 | 0% | 2 | EA | 0 | 0 | 121.6 |  | 0 | 0 | 0
|  |  | 1/4-20x 1 3/4 WEDGE ANCHOR - 1 1/8" MIN DEPTH | 2 | 0% | 2 | EA | 0 | 0 | 121.6 |  | 0 | 0 | 0
5 |  |  | 1" CONDUIT - EMT | 25 | 10% | 27.5 | FT | 0 | 0 | 121.6 |  | 0 | 0 | 0
|  |  | 1" CONN COMP STL - EMT | 2 | 0% | 2 | EA | 0 | 0 | 121.6 |  | 0 | 0 | 0
|  |  | 1" COUPLING COMP STL - EMT | 3 | 0% | 3 | EA | 0 | 0 | 121.6 |  | 0 | 0 | 0
|  |  | 1" 1-H STRAP - EMT - STEEL | 4 | 0% | 4 | EA | 0 | 0 | 121.6 |  | 0 | 0 | 0
|  |  | #8 TO #10x 7/8 PLAS ANCHOR (3/16) | 6 | 0% | 6 | EA | 0 | 0 | 121.6 |  | 0 | 0 | 0
|  |  | #10x 1 P/H SELF-TAP SCREW | 6 | 0% | 6 | EA | 0 | 0 | 121.6 |  | 0 | 0 | 0
6 |  |  | 1" CONDUIT - PVC40 | 31 | 10% | 34.1 | FT | 0 | 0 | 121.6 |  | 0 | 0 | 0
|  |  | 1" ELBOW 90 DEG - RMC - GALV | 1 | 0% | 1 | EA | 0 | 0 | 121.6 |  | 0 | 0 | 0
|  |  | 1" LOCKNUT - STEEL | 3 | 0% | 3 | EA | 0 | 0 | 121.6 |  | 0 | 0 | 0
|  |  | 1" COUPLING - PVC | 4 | 0% | 4 | EA | 0 | 0 | 121.6 |  | 0 | 0 | 0
|  |  | 1" ADAPTER FEM - PVC | 3 | 0% | 3 | EA | 0 | 0 | 121.6 |  | 0 | 0 | 0
7 |  |  | 1" CONDUIT - RMC - GALV | 10 | 10% | 11 | FT | 0 | 0 | 121.6 |  | 0 | 0 | 0
|  |  | 1" MEASURE CUT & THREAD LABOR - RMC - GALV | 1 | 0% | 1 | EA | 0 | 0 | 121.6 |  | 0 | 0 | 0
|  |  | 1" 1-H STRAP - RMC - MALL | 3 | 0% | 3 | EA | 0 | 0 | 121.6 |  | 0 | 0 | 0
|  |  | 4 9/16x 1 15/16" DEEP CAST BOX W/ 4x 1" HUBS - CI | 1 | 0% | 1 | EA | 0 | 0 | 121.6 |  | 0 | 0 | 0
|  |  | COVER ROUND BLANK - CI | 1 | 0% | 1 | EA | 0 | 0 | 121.6 |  | 0 | 0 | 0
|  |  | #8 TO #10x 7/8 PLAS ANCHOR (3/16) | 3 | 0% | 3 | EA | 0 | 0 | 121.6 |  | 0 | 0 | 0
|  |  | #10x 1 P/H SELF-TAP SCREW | 3 | 0% | 3 | EA | 0 | 0 | 121.6 |  | 0 | 0 | 0
8 |  |  | 3/4" CONDUIT - EMT | 1153 | 10% | 1268.3 | FT | 0 | 0 | 121.6 |  | 0 | 0 | 0
|  |  | 3/4" CONN COMP STL - EMT | 93 | 0% | 93 | EA | 0 | 0 | 121.6 |  | 0 | 0 | 0
|  |  | 3/4" COUPLING COMP STL - EMT | 116 | 0% | 116 | EA | 0 | 0 | 121.6 |  | 0 | 0 | 0
|  |  | 3/4" 1-H STRAP - EMT - STEEL | 173 | 0% | 173 | EA | 0 | 0 | 121.6 |  | 0 | 0 | 0
|  |  | #8 TO #10x 7/8 PLAS ANCHOR (3/16) | 265 | 0% | 265 | EA | 0 | 0 | 121.6 |  | 0 | 0 | 0
|  |  | #10x 1 P/H SELF-TAP SCREW | 265 | 0% | 265 | EA | 0 | 0 | 121.6 |  | 0 | 0 | 0
9 |  |  | 3/4"C FLEX S | 60 | 10% | 66 | FT | 0 | 0 | 121.6 |  | 0 | 0 | 0
10 |  |  | 3/4"C LFMC | 10 | 10% | 11 | FT | 0 | 0 | 121.6 |  | 0 | 0 | 0
11 |  |  | 3/4" CONDUIT - RMC - GALV | 28 | 10% | 30.8 | FT | 0 | 0 | 121.6 |  | 0 | 0 | 0
|  |  | 3/4" MEASURE CUT & THREAD LABOR - RMC - GALV | 2 | 0% | 2 | EA | 0 | 0 | 121.6 |  | 0 | 0 | 0
|  |  | 3/4" 1-H STRAP - RMC - MALL | 6 | 0% | 6 | EA | 0 | 0 | 121.6 |  | 0 | 0 | 0
|  |  | 4 9/16x 1 15/16" DEEP CAST BOX W/ 4x 3/4" HUBS - CI | 2 | 0% | 2 | EA | 0 | 0 | 121.6 |  | 0 | 0 | 0
|  |  | COVER ROUND BLANK - CI | 2 | 0% | 2 | EA | 0 | 0 | 121.6 |  | 0 | 0 | 0
|  |  | #8 TO #10x 7/8 PLAS ANCHOR (3/16) | 8 | 0% | 8 | EA | 0 | 0 | 121.6 |  | 0 | 0 | 0
|  |  | #10x 1 P/H SELF-TAP SCREW | 8 | 0% | 8 | EA | 0 | 0 | 121.6 |  | 0 | 0 | 0
CONDUCTORS - EQUIPMENT
1 |  |  | #4 THHN | 228 | 10% | 250.8 | FT | 0 | 0 | 121.6 |  | 0 | 0 | 0
2 |  |  | #4 THW | 18 | 10% | 19.8 | FT | 0 | 0 | 121.6 |  | 0 | 0 | 0
3 |  |  | #8 THHN | 394 | 10% | 433.4 | FT | 0 | 0 | 121.6 |  | 0 | 0 | 0
4 |  |  | #8 THW | 36 | 10% | 39.6 | FT | 0 | 0 | 121.6 |  | 0 | 0 | 0
5 |  |  | #10 THHN | 223 | 10% | 245.3 | FT | 0 | 0 | 121.6 |  | 0 | 0 | 0
6 |  |  | #10 THW | 37 | 10% | 40.7 | FT | 0 | 0 | 121.6 |  | 0 | 0 | 0
7 |  |  | #12 THHN | 3378 | 10% | 3715.8 | FT | 0 | 0 | 121.6 |  | 0 | 0 | 0
8 |  |  | #12 THW | 36 | 10% | 39.6 | FT | 0 | 0 | 121.6 |  | 0 | 0 | 0
9 |  |  | #14 THHN | 30 | 10% | 33 | FT | 0 | 0 | 121.6 |  | 0 | 0 | 0
[6 empty] | SUBTOTAL MATERIAL |  | 0 | SUBTOTAL LABOR | [5 empty] | 0
WIRING DEVICES
DEVICES |  |  | DEVICES
1 |  |  | CEILING MOUNTED DUPLEX RECEPTACLE | 3 | 0% | 3 | EA | 0 | 0 | 121.6 |  | 0 | 0 | 0
2 |  |  | CEILING MOUNTED DUPLEX RECEPTACLE WP GFCI | 1 | 0% | 1 | EA | 0 | 0 | 121.6 |  | 0 | 0 | 0
|  |  | 4x 2 1/8" SQ BOX COMB KO W/ nVGR1ent CADDY Model #TSB | 1 | 0% | 1 | EA | 0 | 0 | 121.6 |  | 0 | 0 | 0
|  |  | 4" SQ 2G PLSTR RING 5/8" RISE | 1 | 0% | 1 | EA | 0 | 0 | 121.6 |  | 0 | 0 | 0
|  |  | GROUND SCREW W/ INSUL #12 LEAD | 1 | 0% | 1 | EA | 0 | 0 | 121.6 |  | 0 | 0 | 0
|  |  | #10x 3/4 P/H SELF-TAP SCREW | 2 | 0% | 2 | EA | 0 | 0 | 121.6 |  | 0 | 0 | 0
|  |  | 2G DUPLEX REC PLATE - SS | 1 | 0% | 1 | EA | 0 | 0 | 121.6 |  | 0 | 0 | 0
3 |  |  | DOUBLE DUPLEX RECEPTACLE | 2 | 0% | 2 | EA | 0 | 0 | 121.6 |  | 0 | 0 | 0
|  |  | 4x 2 1/8" SQ BOX COMB KO W/ nVGR1ent CADDY Model #TSB | 2 | 0% | 2 | EA | 0 | 0 | 121.6 |  | 0 | 0 | 0
|  |  | 4" SQ 2G PLSTR RING 5/8" RISE | 2 | 0% | 2 | EA | 0 | 0 | 121.6 |  | 0 | 0 | 0
|  |  | GROUND SCREW W/ INSUL #12 LEAD | 2 | 0% | 2 | EA | 0 | 0 | 121.6 |  | 0 | 0 | 0
|  |  | #10x 3/4 P/H SELF-TAP SCREW | 4 | 0% | 4 | EA | 0 | 0 | 121.6 |  | 0 | 0 | 0
|  |  | 2G DUPLEX REC PLATE - SS | 2 | 0% | 2 | EA | 0 | 0 | 121.6 |  | 0 | 0 | 0
4 |  |  | DUPLEX RECEPTACLE | 29 | 0% | 29 | EA | 0 | 0 | 121.6 |  | 0 | 0 | 0
|  |  | 4x 2 1/8" SQ BOX COMB KO W/ nVGR1ent CADDY Model #TSB | 29 | 0% | 29 | EA | 0 | 0 | 121.6 |  | 0 | 0 | 0
|  |  | 4" SQ 1G PLSTR RING 5/8" RISE | 29 | 0% | 29 | EA | 0 | 0 | 121.6 |  | 0 | 0 | 0
|  |  | GROUND SCREW W/ INSUL #12 LEAD | 29 | 0% | 29 | EA | 0 | 0 | 121.6 |  | 0 | 0 | 0
|  |  | #10x 3/4 P/H SELF-TAP SCREW | 58 | 0% | 58 | EA | 0 | 0 | 121.6 |  | 0 | 0 | 0
|  |  | 1G DUPLEX REC PLATE - SS | 29 | 0% | 29 | EA | 0 | 0 | 121.6 |  | 0 | 0 | 0
5 |  |  | DUPLEX RECEPTACLE GFCI | 10 | 0% | 10 | EA | 0 | 0 | 121.6 |  | 0 | 0 | 0
|  |  | 4x 2 1/8" SQ BOX COMB KO W/ nVGR1ent CADDY Model #TSB | 10 | 0% | 10 | EA | 0 | 0 | 121.6 |  | 0 | 0 | 0
|  |  | 4" SQ 1G PLSTR RING 5/8" RISE | 10 | 0% | 10 | EA | 0 | 0 | 121.6 |  | 0 | 0 | 0
|  |  | GROUND SCREW W/ INSUL #12 LEAD | 10 | 0% | 10 | EA | 0 | 0 | 121.6 |  | 0 | 0 | 0
|  |  | #10x 3/4 P/H SELF-TAP SCREW | 20 | 0% | 20 | EA | 0 | 0 | 121.6 |  | 0 | 0 | 0
|  |  | 1G DUPLEX REC PLATE - SS | 10 | 0% | 10 | EA | 0 | 0 | 121.6 |  | 0 | 0 | 0
6 |  |  | DUPLEX RECEPTACLE WITH USB | 1 | 0% | 1 | EA | 0 | 0 | 121.6 |  | 0 | 0 | 0
|  |  | 4x 2 1/8" SQ BOX COMB KO W/ nVGR1ent CADDY Model #TSB | 1 | 0% | 1 | EA | 0 | 0 | 121.6 |  | 0 | 0 | 0
|  |  | 4" SQ 1G PLSTR RING 5/8" RISE | 1 | 0% | 1 | EA | 0 | 0 | 121.6 |  | 0 | 0 | 0
|  |  | GROUND SCREW W/ INSUL #12 LEAD | 1 | 0% | 1 | EA | 0 | 0 | 121.6 |  | 0 | 0 | 0
|  |  | #10x 3/4 P/H SELF-TAP SCREW | 2 | 0% | 2 | EA | 0 | 0 | 121.6 |  | 0 | 0 | 0
|  |  | 1G DUPLEX REC PLATE - SS | 1 | 0% | 1 | EA | 0 | 0 | 121.6 |  | 0 | 0 | 0
7 |  |  | DUPLEX RECEPTACLE WP GFCI | 13 | 0% | 13 | EA | 0 | 0 | 121.6 |  | 0 | 0 | 0
|  |  | 4x 2 1/8" SQ BOX COMB KO W/ nVGR1ent CADDY Model #TSB | 13 | 0% | 13 | EA | 0 | 0 | 121.6 |  | 0 | 0 | 0
|  |  | 4" SQ 1G PLSTR RING 5/8" RISE | 13 | 0% | 13 | EA | 0 | 0 | 121.6 |  | 0 | 0 | 0
|  |  | GROUND SCREW W/ INSUL #12 LEAD | 13 | 0% | 13 | EA | 0 | 0 | 121.6 |  | 0 | 0 | 0
|  |  | #10x 3/4 P/H SELF-TAP SCREW | 26 | 0% | 26 | EA | 0 | 0 | 121.6 |  | 0 | 0 | 0
|  |  | 1G DUPLEX REC PLATE - SS | 13 | 0% | 13 | EA | 0 | 0 | 121.6 |  | 0 | 0 | 0
8 |  |  | JUNCTION BOX | 5 | 0% | 5 | EA | 0 | 0 | 121.6 |  | 0 | 0 | 0
9 |  |  | NEMA 5-15R DUPLEX RECEPTACLE | 7 | 0% | 7 | EA | 0 | 0 | 121.6 |  | 0 | 0 | 0
|  |  | 4x 2 1/8" SQ BOX COMB KO W/ nVGR1ent CADDY Model #TSB | 7 | 0% | 7 | EA | 0 | 0 | 121.6 |  | 0 | 0 | 0
|  |  | 4" SQ 1G PLSTR RING 5/8" RISE | 7 | 0% | 7 | EA | 0 | 0 | 121.6 |  | 0 | 0 | 0
|  |  | GROUND SCREW W/ INSUL #12 LEAD | 7 | 0% | 7 | EA | 0 | 0 | 121.6 |  | 0 | 0 | 0
|  |  | #10x 3/4 P/H SELF-TAP SCREW | 14 | 0% | 14 | EA | 0 | 0 | 121.6 |  | 0 | 0 | 0
|  |  | 1G DUPLEX REC PLATE - SS | 7 | 0% | 7 | EA | 0 | 0 | 121.6 |  | 0 | 0 | 0
10 |  |  | NEMA 5-20R DUPLEX RECEPTACLE | 1 | 0% | 1 | EA | 0 | 0 | 121.6 |  | 0 | 0 | 0
|  |  | 4x 2 1/8" SQ BOX COMB KO W/ nVGR1ent CADDY Model #TSB | 1 | 0% | 1 | EA | 0 | 0 | 121.6 |  | 0 | 0 | 0
|  |  | 4" SQ 1G PLSTR RING 5/8" RISE | 1 | 0% | 1 | EA | 0 | 0 | 121.6 |  | 0 | 0 | 0
|  |  | GROUND SCREW W/ INSUL #12 LEAD | 1 | 0% | 1 | EA | 0 | 0 | 121.6 |  | 0 | 0 | 0
|  |  | #10x 3/4 P/H SELF-TAP SCREW | 2 | 0% | 2 | EA | 0 | 0 | 121.6 |  | 0 | 0 | 0
|  |  | 1G DUPLEX REC PLATE - SS | 1 | 0% | 1 | EA | 0 | 0 | 121.6 |  | 0 | 0 | 0
11 |  |  | NEMA L6-20R DUPLEX RECEPTACLE | 1 | 0% | 1 | EA | 0 | 0 | 121.6 |  | 0 | 0 | 0
|  |  | 4x 2 1/8" SQ BOX COMB KO W/ nVGR1ent CADDY Model #TSB | 1 | 0% | 1 | EA | 0 | 0 | 121.6 |  | 0 | 0 | 0
|  |  | 4" SQ 1G PLSTR RING 5/8" RISE | 1 | 0% | 1 | EA | 0 | 0 | 121.6 |  | 0 | 0 | 0
|  |  | GROUND SCREW W/ INSUL #12 LEAD | 1 | 0% | 1 | EA | 0 | 0 | 121.6 |  | 0 | 0 | 0
|  |  | #10x 3/4 P/H SELF-TAP SCREW | 2 | 0% | 2 | EA | 0 | 0 | 121.6 |  | 0 | 0 | 0
|  |  | 1G DUPLEX REC PLATE - SS | 1 | 0% | 1 | EA | 0 | 0 | 121.6 |  | 0 | 0 | 0
12 |  |  | NEMA L6-50R SPECIAL RECEPTACLE | 1 | 0% | 1 | EA | 0 | 0 | 121.6 |  | 0 | 0 | 0
|  |  | 4x 2 1/8" SQ BOX COMB KO W/ nVGR1ent CADDY Model #TSB | 1 | 0% | 1 | EA | 0 | 0 | 121.6 |  | 0 | 0 | 0
|  |  | 4" SQ 1G PLSTR RING 5/8" RISE | 1 | 0% | 1 | EA | 0 | 0 | 121.6 |  | 0 | 0 | 0
|  |  | GROUND SCREW W/ INSUL #12 LEAD | 1 | 0% | 1 | EA | 0 | 0 | 121.6 |  | 0 | 0 | 0
|  |  | #10x 3/4 P/H SELF-TAP SCREW | 2 | 0% | 2 | EA | 0 | 0 | 121.6 |  | 0 | 0 | 0
|  |  | 1G SINGLE REC PLATE - SS | 1 | 0% | 1 | EA | 0 | 0 | 121.6 |  | 0 | 0 | 0
13 |  |  | PEDESTAL MOUNT PUSH BUTTON DOOR OPENER | 3 | 0% | 3 | EA | 0 | 0 | 121.6 |  | 0 | 0 | 0
|  |  | 4x 2 1/8" SQ BOX COMB KO W/ nVGR1ent CADDY Model #TSB | 3 | 0% | 3 | EA | 0 | 0 | 121.6 |  | 0 | 0 | 0
|  |  | 4" SQ 1G PLSTR RING 5/8" RISE | 3 | 0% | 3 | EA | 0 | 0 | 121.6 |  | 0 | 0 | 0
|  |  | GROUND SCREW W/ INSUL #12 LEAD | 3 | 0% | 3 | EA | 0 | 0 | 121.6 |  | 0 | 0 | 0
|  |  | #10x 3/4 P/H SELF-TAP SCREW | 6 | 0% | 6 | EA | 0 | 0 | 121.6 |  | 0 | 0 | 0
|  |  | 1G TGL SWITCH PLATE - SS | 3 | 0% | 3 | EA | 0 | 0 | 121.6 |  | 0 | 0 | 0
14 |  |  | PUSH BUTTON | 1 | 0% | 1 | EA | 0 | 0 | 121.6 |  | 0 | 0 | 0
|  |  | 4x 2 1/8" SQ BOX COMB KO W/ nVGR1ent CADDY Model #TSB | 1 | 0% | 1 | EA | 0 | 0 | 121.6 |  | 0 | 0 | 0
|  |  | 4" SQ 1G PLSTR RING 5/8" RISE | 1 | 0% | 1 | EA | 0 | 0 | 121.6 |  | 0 | 0 | 0
|  |  | GROUND SCREW W/ INSUL #12 LEAD | 1 | 0% | 1 | EA | 0 | 0 | 121.6 |  | 0 | 0 | 0
|  |  | #10x 3/4 P/H SELF-TAP SCREW | 2 | 0% | 2 | EA | 0 | 0 | 121.6 |  | 0 | 0 | 0
|  |  | 1G TGL SWITCH PLATE - SS | 1 | 0% | 1 | EA | 0 | 0 | 121.6 |  | 0 | 0 | 0
15 |  |  | SM, FRACTIONAL HP STARTER | 2 | 0% | 2 | EA | 0 | 0 | 121.6 |  | 0 | 0 | 0
|  |  | 4x 2 1/8" SQ BOX COMB KO W/ nVGR1ent CADDY Model #TSB | 2 | 0% | 2 | EA | 0 | 0 | 121.6 |  | 0 | 0 | 0
|  |  | 4" SQ 1G PLSTR RING 5/8" RISE | 2 | 0% | 2 | EA | 0 | 0 | 121.6 |  | 0 | 0 | 0
|  |  | GROUND SCREW W/ INSUL #12 LEAD | 2 | 0% | 2 | EA | 0 | 0 | 121.6 |  | 0 | 0 | 0
|  |  | #10x 3/4 P/H SELF-TAP SCREW | 4 | 0% | 4 | EA | 0 | 0 | 121.6 |  | 0 | 0 | 0
|  |  | 1G TGL SWITCH PLATE - SS | 2 | 0% | 2 | EA | 0 | 0 | 121.6 |  | 0 | 0 | 0
16 |  |  | WALL MOUNTED JUNCTION BOX | 1 | 0% | 1 | EA | 0 | 0 | 121.6 |  | 0 | 0 | 0
[6 empty] | SUBTOTAL MATERIAL |  | 0 | SUBTOTAL LABOR | [5 empty] | 0
LIGHTING FIXTURES
LIGHTING FIXTURES |  |  | DEVICES
1 |  |  | A, RECESSED MOUNTED 2' X 4' LED VOLUMETRIC FLAT PANEL, DECO LIGHTING: #SKYLER-24-35-303540-UNV-J9 | 2 | 0% | 2 | EA |  | 0 | 121.6 |  | 0 | 0 | 0
2 |  |  | AE, RECESSED MOUNTED 2' X 4' LED VOLUMETRIC FLAT PANEL WITH 90 MINUTE BATTERY BACKUP, DECO LIGHTING: #SKYLER-24-35-303540-UNV-E-J9 | 2 | 0% | 2 | EA |  | 0 | 121.6 |  | 0 | 0 | 0
3 |  |  | B, RECESSED MOUNTED 2' X 2' LED VOLUMETRIC FLAT PANEL, DECO LIGHTING: #SKYLER-2-35-303540-UNV-J9 | 6 | 0% | 6 | EA |  | 0 | 121.6 |  | 0 | 0 | 0
4 |  |  | BE, RECESSED MOUNTED 2' X 2' LED VOLUMETRIC FLAT PANEL WITH 90 MINUTES BATTERY BACKUP, DECO LIGHTING: #SKYLER-2-35-303540-UNV-E-J9 | 4 | 0% | 4 | EA |  | 0 | 121.6 |  | 0 | 0 | 0
5 |  |  | C, 4.5" DIA LED RECESSED DOWNLIGHT, H.E. WILLIAMS: #4DR-TL-L10-835-DIM-UNV-OW-OF-CS-J9 | 9 | 0% | 9 | EA |  | 0 | 121.6 |  | 0 | 0 | 0
6 |  |  | C1, 4.5" DIA LED RECESSED DOWNLIGHT, H.E. WILLIAMS: #4DR-TL-L10-835-DIM-UNV-OW-OF-CS-WET/CC-J9 | 18 | 0% | 18 | EA |  | 0 | 121.6 |  | 0 | 0 | 0
7 |  |  | CE, 4.5" DIA LED RECESSED DOWNLIGHT WITH 90 MINUTES BATTERY BACKUP, H.E. WILLIAMS: #4DR-TL-L10-835EM/10W-DIM-UNV-OW-OF-CS-J9 | 13 | 0% | 13 | EA |  | 0 | 121.6 |  | 0 | 0 | 0
8 |  |  | D, PENDANT MOUNTED 31.5" LED DECORATIVE PENDANT WITH 90 MINUTES BATTERY BACKUP BODINE BALLAST - CAT: #BSL10T3UAK55PKIS, BRUCK: #WEP-PAU-X-LE26-35-K-X-X-SHADE-J9/SA19-11-OMNI-927 | 1 | 0% | 1 | EA |  | 0 | 121.6 |  | 0 | 0 | 0
9 |  |  | D1, PENDANT MOUNTED 19.75" LED DECORATIVE PENDANT, BRUCK: #WEP-PAU-60-LE26-35-K-X-X-SHADE-J9/SA19-11-OMNI-927 | 4 | 0% | 4 | EA |  | 0 | 121.6 |  | 0 | 0 | 0
10 |  |  | F, 3" WIDE 4' LONG SURFACE MOUNTED LINEAR WARP, COLUMBIA LIGHTING: #MPS4-35HL-CW-ED-U-J9 | 2 | 0% | 2 | EA |  | 0 | 121.6 |  | 0 | 0 | 0
11 |  |  | FE, 3" WIDE 4' LONG SURFACE MOUNTED LINEAR WARP WITH 90 MINUTES BATTERY BACKUP, COLUMBIA LIGHTING: #MPS4-35HL-CW-ED-U-ELL14-J9 | 5 | 0% | 5 | EA |  | 0 | 121.6 |  | 0 | 0 | 0
12 |  |  | GE, PENDANT MOUNTED LED DECORATIVE RING PENDANTS (2) 2' DIA, (1) 3' DIA, ALW: #MR1.5-3M/2/3/2-CSS-LOW-80-3500K-0/10V/0%-LENS-LOW-80-3500K-0/10V/0%-LENS-UNV-EMB-J9 | 1 | 0% | 1 | EA |  | 0 | 121.6 |  | 0 | 0 | 0
13 |  |  | H, PENDANT 10" DIA LED DECORATIVE PENDANT, ALW: #MSDP-D-V-D-10-83-35-60-SS##-J9 | 2 | 0% | 2 | EA |  | 0 | 121.6 |  | 0 | 0 | 0
14 |  |  | HE, PENDANT 10" DIA LED DECORATIVE PENDANT WITH 90 MINUTES BATTERY BACKUP, ALW: #MSDP-D-V-D-10-83-35-60-SS##-J9 | 1 | 0% | 1 | EA |  | 0 | 121.6 |  | 0 | 0 | 0
15 |  |  | K, WALL MOUNTED LED WALL SCONCE, MODERN FORMS: #WS-W68618-3000K-J9 | 4 | 0% | 4 | EA |  | 0 | 121.6 |  | 0 | 0 | 0
16 |  |  | L, SURFACE MOUNTED LED 4' LONG COVE LIGHT, ECOSENSE: #L30-I-48-08-35-80-MULT-120 (LEADER CABLE - CAT: #CBL-4P-LWH-LDR-UNV-10) | 3 | 0% | 3 | EA |  | 0 | 121.6 |  | 0 | 0 | 0
17 |  |  | X, WALL MOUNTED LED EXIT SIGN, H.E. WILLIAMS: #EXIT/EM/LED-R-WHT-NH-D | 2 | 0% | 2 | EA |  | 0 | 121.6 |  | 0 | 0 | 0
18 |  |  | X1, WALL MOUNTED LED EXIT SIGN WITH 90 MINUTES BATTERY BACKUP, H.E. WILLIAMS: #EXIT/EM/LED-R-WHT-NH-RC-D | 4 | 0% | 4 | EA |  | 0 | 121.6 |  | 0 | 0 | 0
19 |  |  | XR, WALL MOUNTED LED DUAL REMOTE HEADS, H.E. WILLIAMS: #WETDRHL-P-WHT-HL-MV | 4 | 0% | 4 | EA |  | 0 | 121.6 |  | 0 | 0 | 0
20 |  |  | CEILING FAN | 3 | 0% | 3 | EA |  | 0 | 121.6 |  | 0 | 0 | 0
SITE LIGHTING FIXTURES |  |  | DEVICES
1 |  |  | POLE MOUNTED LED FLOOD LIGHT WITH PHOTOCELL, LSI LIGHTING CAT: #SSA-LED-18L-ACR-FT-UNV-DIM-50-CR7P-BRZ-PM | 2 | 0% | 2 | EA |  | 0 | 121.6 |  | 0 | 0 | 0
SITE LIGHTING POLES |  |  | DEVICES
1 |  |  | 12'-0" 3" DIA ROUND GALVANIZED STEEL LIGHT POLE WITH: 3" DIA GALVANIZED STEEL ANCHOR BASE W/ (2) 1/2" ANCHOR BOLTS (4 PER POST)W/ CONCRETE PAD | 2 | 0% | 2 | EA |  | 0 | 121.6 |  | 0 | 0 | 0
LIGHTING SUPPORTS |  |  | DEVICES
1 |  |  | TROV SLIM WIRE BOX, ECOSENSE CAT: #L30-A-WIREBOX OR APPROVED EQUAL | 1 | 0% | 1 | EA | 35 | 35 | 121.6 |  | 0 | 0 | 35
2 |  |  | JUNCTION BOX | 14 | 0% | 14 | EA | 15.5 | 217 | 121.6 |  | 0 | 0 | 217
3 |  |  | 6' HANGER SUPPORT WIRE | 56 | 0% | 56 | EA | 1.2 | 67.2 | 121.6 |  | 0 | 0 | 67.2
4 |  |  | EARTH QUAKE CLIPS | 224 | 0% | 224 | EA | 1.37 | 306.88 | 121.6 |  | 0 | 0 | 306.88
|  |  | QUOTATION FOR LIGHTING FIXTURE & POLES | [10 empty] | 0
[6 empty] | SUBTOTAL MATERIAL |  | 626.08 | SUBTOTAL LABOR | [5 empty] | 626.08
LIGHTING CONTROLS
1 |  |  | OS, OCCUPANCY SENSOR | 2 | 0% | 2 | EA |  | 0 | 121.6 |  | 0 | 0 | 0
2 |  |  | TIME CLOCK, INTERMATIC MODEL: #ET91615CR OR APPROVED EQUAL | 2 | 0% | 2 | EA |  | 0 | 121.6 |  | 0 | 0 | 0
3 |  |  | SOS, OCCUPANCY SENSOR SWITCH | 3 | 0% | 3 | EA |  | 0 | 121.6 |  | 0 | 0 | 0
|  |  | 4x 2 1/8" SQ BOX COMB KO W/ nVGR1ent CADDY Model #TSB | 3 | 0% | 3 | EA | 0 | 0 | 121.6 |  | 0 | 0 | 0
|  |  | 4" SQ 1G PLSTR RING 5/8" RISE | 3 | 0% | 3 | EA | 0 | 0 | 121.6 |  | 0 | 0 | 0
|  |  | GROUND SCREW W/ INSUL #12 LEAD | 3 | 0% | 3 | EA | 0 | 0 | 121.6 |  | 0 | 0 | 0
|  |  | #10x 3/4 P/H SELF-TAP SCREW | 6 | 0% | 6 | EA | 0 | 0 | 121.6 |  | 0 | 0 | 0
|  |  | 1G TGL SWITCH PLATE - SS | 3 | 0% | 3 | EA | 0 | 0 | 121.6 |  | 0 | 0 | 0
4 |  |  | LIGHT SWITCH WP NEMA 3R | 2 | 0% | 2 | EA | 0 | 0 | 121.6 |  | 0 | 0 | 0
|  |  | 4x 2 1/8" SQ BOX COMB KO W/ nVGR1ent CADDY Model #TSB | 2 | 0% | 2 | EA | 0 | 0 | 121.6 |  | 0 | 0 | 0
|  |  | 4" SQ 1G PLSTR RING 5/8" RISE | 2 | 0% | 2 | EA | 0 | 0 | 121.6 |  | 0 | 0 | 0
|  |  | GROUND SCREW W/ INSUL #12 LEAD | 2 | 0% | 2 | EA | 0 | 0 | 121.6 |  | 0 | 0 | 0
|  |  | #10x 3/4 P/H SELF-TAP SCREW | 4 | 0% | 4 | EA | 0 | 0 | 121.6 |  | 0 | 0 | 0
|  |  | 1G TGL SWITCH PLATE - SS | 2 | 0% | 2 | EA | 0 | 0 | 121.6 |  | 0 | 0 | 0
5 |  |  | SPLICE KIT IN WEATHERPROOF JUNCTION BOX NEMA 3R | 2 | 0% | 2 | EA | 0 | 0 | 121.6 |  | 0 | 0 | 0
6 |  |  | S, SINGLE POLE SWITCH | 5 | 0% | 5 | EA | 0 | 0 | 121.6 |  | 0 | 0 | 0
|  |  | 4x 2 1/8" SQ BOX COMB KO W/ nVGR1ent CADDY Model #TSB | 5 | 0% | 5 | EA | 0 | 0 | 121.6 |  | 0 | 0 | 0
|  |  | 4" SQ 1G PLSTR RING 5/8" RISE | 5 | 0% | 5 | EA | 0 | 0 | 121.6 |  | 0 | 0 | 0
|  |  | GROUND SCREW W/ INSUL #12 LEAD | 5 | 0% | 5 | EA | 0 | 0 | 121.6 |  | 0 | 0 | 0
|  |  | #10x 3/4 P/H SELF-TAP SCREW | 10 | 0% | 10 | EA | 0 | 0 | 121.6 |  | 0 | 0 | 0
|  |  | 1G TGL SWITCH PLATE - SS | 5 | 0% | 5 | EA | 0 | 0 | 121.6 |  | 0 | 0 | 0
7 |  |  | S3, 3 WAY TOGGLE SWITCH | 10 | 0% | 10 | EA | 0 | 0 | 121.6 |  | 0 | 0 | 0
|  |  | 4x 2 1/8" SQ BOX COMB KO W/ nVGR1ent CADDY Model #TSB | 10 | 0% | 10 | EA | 0 | 0 | 121.6 |  | 0 | 0 | 0
|  |  | 4" SQ 1G PLSTR RING 5/8" RISE | 10 | 0% | 10 | EA | 0 | 0 | 121.6 |  | 0 | 0 | 0
|  |  | GROUND SCREW W/ INSUL #12 LEAD | 10 | 0% | 10 | EA | 0 | 0 | 121.6 |  | 0 | 0 | 0
|  |  | #10x 3/4 P/H SELF-TAP SCREW | 20 | 0% | 20 | EA | 0 | 0 | 121.6 |  | 0 | 0 | 0
|  |  | 1G TGL SWITCH PLATE - SS | 10 | 0% | 10 | EA | 0 | 0 | 121.6 |  | 0 | 0 | 0
8 |  |  | S4, 4 WAY TOGGLE SWITCH | 1 | 0% | 1 | EA | 0 | 0 | 121.6 |  | 0 | 0 | 0
|  |  | 4x 2 1/8" SQ BOX COMB KO W/ nVGR1ent CADDY Model #TSB | 1 | 0% | 1 | EA | 0 | 0 | 121.6 |  | 0 | 0 | 0
|  |  | 4" SQ 1G PLSTR RING 5/8" RISE | 1 | 0% | 1 | EA | 0 | 0 | 121.6 |  | 0 | 0 | 0
|  |  | GROUND SCREW W/ INSUL #12 LEAD | 1 | 0% | 1 | EA | 0 | 0 | 121.6 |  | 0 | 0 | 0
|  |  | #10x 3/4 P/H SELF-TAP SCREW | 2 | 0% | 2 | EA | 0 | 0 | 121.6 |  | 0 | 0 | 0
|  |  | 1G TGL SWITCH PLATE - SS | 1 | 0% | 1 | EA | 0 | 0 | 121.6 |  | 0 | 0 | 0
9 |  |  | SD3, 3 WAY DIMMER SWITCH | 4 | 0% | 4 | EA | 0 | 0 | 121.6 |  | 0 | 0 | 0
|  |  | 4x 2 1/8" SQ BOX COMB KO W/ nVGR1ent CADDY Model #TSB | 4 | 0% | 4 | EA | 0 | 0 | 121.6 |  | 0 | 0 | 0
|  |  | 4" SQ 1G PLSTR RING 5/8" RISE | 4 | 0% | 4 | EA | 0 | 0 | 121.6 |  | 0 | 0 | 0
|  |  | GROUND SCREW W/ INSUL #12 LEAD | 4 | 0% | 4 | EA | 0 | 0 | 121.6 |  | 0 | 0 | 0
|  |  | #10x 3/4 P/H SELF-TAP SCREW | 8 | 0% | 8 | EA | 0 | 0 | 121.6 |  | 0 | 0 | 0
|  |  | 1G TGL SWITCH PLATE - SS | 4 | 0% | 4 | EA | 0 | 0 | 121.6 |  | 0 | 0 | 0
10 |  |  | SF, SINGLE POLE SWITCH FOR CEILING FAN | 1 | 0% | 1 | EA | 0 | 0 | 121.6 |  | 0 | 0 | 0
|  |  | 4x 2 1/8" SQ BOX COMB KO W/ nVGR1ent CADDY Model #TSB | 1 | 0% | 1 | EA | 0 | 0 | 121.6 |  | 0 | 0 | 0
|  |  | 4" SQ 1G PLSTR RING 5/8" RISE | 1 | 0% | 1 | EA | 0 | 0 | 121.6 |  | 0 | 0 | 0
|  |  | GROUND SCREW W/ INSUL #12 LEAD | 1 | 0% | 1 | EA | 0 | 0 | 121.6 |  | 0 | 0 | 0
|  |  | #10x 3/4 P/H SELF-TAP SCREW | 2 | 0% | 2 | EA | 0 | 0 | 121.6 |  | 0 | 0 | 0
|  |  | 1G TGL SWITCH PLATE - SS | 1 | 0% | 1 | EA | 0 | 0 | 121.6 |  | 0 | 0 | 0
|  |  | QUOTATION FOR LIGHTING CONTROLS | [10 empty] | 0
[6 empty] | SUBTOTAL MATERIAL |  | 0 | SUBTOTAL LABOR | [5 empty] | 0
ROUGH-IN FOR LOW VOLTAGE SYSTEM
CONDUITS
1 |  |  | 3" CONDUIT - EMT | 10 | 10% | 11 | FT | 0 | 0 | 121.6 |  | 0 | 0 | 0
|  |  | 3" ELBOW 90 DEG - EMT | 1 | 0% | 1 | EA | 0 | 0 | 121.6 |  | 0 | 0 | 0
|  |  | 3" CONN COMP STL - EMT | 1 | 0% | 1 | EA | 0 | 0 | 121.6 |  | 0 | 0 | 0
|  |  | 3" COUPLING COMP STL - EMT | 1 | 0% | 1 | EA | 0 | 0 | 121.6 |  | 0 | 0 | 0
|  |  | 3" BUSHING - PLASTIC | 1 | 0% | 1 | EA | 0 | 0 | 121.6 |  | 0 | 0 | 0
|  |  | 3" 1-H STRAP - RMC / EMT- STEEL | 1 | 0% | 1 | EA | 0 | 0 | 121.6 |  | 0 | 0 | 0
|  |  | 3/8-16x 2 1/4 WEDGE ANCHOR - 1 1/2" MIN DEPTH | 1 | 0% | 1 | EA | 0 | 0 | 121.6 |  | 0 | 0 | 0
2 |  |  | 3" CONDUIT - PVC40 | 25 | 10% | 27.5 | FT | 0 | 0 | 121.6 |  | 0 | 0 | 0
|  |  | 3" ELBOW 90 DEG - RMC - GALV | 1 | 0% | 1 | EA | 0 | 0 | 121.6 |  | 0 | 0 | 0
|  |  | 3" LOCKNUT - STEEL | 2 | 0% | 2 | EA | 0 | 0 | 121.6 |  | 0 | 0 | 0
|  |  | 3" COUPLING - PVC | 3 | 0% | 3 | EA | 0 | 0 | 121.6 |  | 0 | 0 | 0
|  |  | 3" ADAPTER FEM - PVC | 2 | 0% | 2 | EA | 0 | 0 | 121.6 |  | 0 | 0 | 0
3 |  |  | 3" CONDUIT - RMC - GALV | 16 | 10% | 17.6 | FT | 0 | 0 | 121.6 |  | 0 | 0 | 0
|  |  | 3" COUPLING - RMC - GALV | 1 | 0% | 1 | EA | 0 | 0 | 121.6 |  | 0 | 0 | 0
|  |  | 3" ELBOW 90 DEG - RMC - GALV | 1 | 0% | 1 | EA | 0 | 0 | 121.6 |  | 0 | 0 | 0
|  |  | 3" LOCKNUT - STEEL | 3 | 0% | 3 | EA | 0 | 0 | 121.6 |  | 0 | 0 | 0
|  |  | 3" BUSHING - PLASTIC | 2 | 0% | 2 | EA | 0 | 0 | 121.6 |  | 0 | 0 | 0
|  |  | 3" MEASURE CUT & THREAD LABOR - RMC - GALV | 1 | 0% | 1 | EA | 0 | 0 | 121.6 |  | 0 | 0 | 0
|  |  | 3" SPRING STL CONDUIT CLAMP W/ BOLT | 2 | 0% | 2 | EA | 0 | 0 | 121.6 |  | 0 | 0 | 0
|  |  | 3/8-16x 2 1/4 WEDGE ANCHOR - 1 1/2" MIN DEPTH | 2 | 0% | 2 | EA | 0 | 0 | 121.6 |  | 0 | 0 | 0
4 |  |  | 2" CONDUIT - PVC40 | 54 | 10% | 59.4 | FT | 0 | 0 | 121.6 |  | 0 | 0 | 0
|  |  | 2" ELBOW 90 DEG - RMC - GALV | 1 | 0% | 1 | EA | 0 | 0 | 121.6 |  | 0 | 0 | 0
|  |  | 2" LOCKNUT - STEEL | 5 | 0% | 5 | EA | 0 | 0 | 121.6 |  | 0 | 0 | 0
|  |  | 2" COUPLING - PVC | 7 | 0% | 7 | EA | 0 | 0 | 121.6 |  | 0 | 0 | 0
|  |  | 2" ADAPTER FEM - PVC | 5 | 0% | 5 | EA | 0 | 0 | 121.6 |  | 0 | 0 | 0
5 |  |  | 1" CONDUIT - PVC40 | 10 | 10% | 11 | FT | 0 | 0 | 121.6 |  | 0 | 0 | 0
|  |  | 1" ELBOW 90 DEG - RMC - GALV | 1 | 0% | 1 | EA | 0 | 0 | 121.6 |  | 0 | 0 | 0
|  |  | 1" LOCKNUT - STEEL | 1 | 0% | 1 | EA | 0 | 0 | 121.6 |  | 0 | 0 | 0
|  |  | 1" COUPLING - PVC | 2 | 0% | 2 | EA | 0 | 0 | 121.6 |  | 0 | 0 | 0
|  |  | 1" ADAPTER FEM - PVC | 1 | 0% | 1 | EA | 0 | 0 | 121.6 |  | 0 | 0 | 0
6 |  |  | 1" CONDUIT - RMC - GALV | 51 | 10% | 56.1 | FT | 0 | 0 | 121.6 |  | 0 | 0 | 0
|  |  | 1" MEASURE CUT & THREAD LABOR - RMC - GALV | 3 | 0% | 3 | EA | 0 | 0 | 121.6 |  | 0 | 0 | 0
|  |  | 1" 1-H STRAP - RMC - MALL | 9 | 0% | 9 | EA | 0 | 0 | 121.6 |  | 0 | 0 | 0
|  |  | 4 9/16x 1 15/16" DEEP CAST BOX W/ 4x 1" HUBS - CI | 1 | 0% | 1 | EA | 0 | 0 | 121.6 |  | 0 | 0 | 0
|  |  | COVER ROUND BLANK - CI | 1 | 0% | 1 | EA | 0 | 0 | 121.6 |  | 0 | 0 | 0
|  |  | #8 TO #10x 7/8 PLAS ANCHOR (3/16) | 11 | 0% | 11 | EA | 0 | 0 | 121.6 |  | 0 | 0 | 0
|  |  | #10x 1 P/H SELF-TAP SCREW | 11 | 0% | 11 | EA | 0 | 0 | 121.6 |  | 0 | 0 | 0
7 |  |  | PULL STRING | 161 | 10% | 177.1 | FT | 0 | 0 | 121.6 |  | 0 | 0 | 0
DEVICES |  |  | DEVICES
1 |  |  | CEILING MOUNTED DATA OUTLET WP | 1 | 0% | 1 | EA |  | 0 | 121.6 |  | 0 | 0 | 0
2 |  |  | COMMUNICATION CABINET | 1 | 0% | 1 | EA |  | 0 | 121.6 |  | 0 | 0 | 0
3 |  |  | COMMUNICATION CABINET NEMA 3R | 1 | 0% | 1 | EA |  | 0 | 121.6 |  | 0 | 0 | 0
4 |  |  | DATA AND SECURITY RACK | 1 | 0% | 1 | EA |  | 0 | 121.6 |  | 0 | 0 | 0
5 |  |  | DATA OUTLET | 10 | 0% | 10 | EA |  | 0 | 121.6 |  | 0 | 0 | 0
6 |  |  | TELE/DATA OUTLET | 3 | 0% | 3 | EA |  | 0 | 121.6 |  | 0 | 0 | 0
7 |  |  | WIFI | 2 | 0% | 2 | EA |  | 0 | 121.6 |  | 0 | 0 | 0
8 |  |  | MAGNETIC DOOR HOLDER | 1 | 0% | 1 | EA |  | 0 | 121.6 |  | 0 | 0 | 0
9 |  |  | WIFI WEATHERPROOF | 1 | 0% | 1 | EA |  | 0 | 121.6 |  | 0 | 0 | 0
10 |  |  | 3/4" X 5' FIRE RATED PLYWOOD | 1 | 0% | 1 | EA | 0 | 0 | 121.6 |  | 0 | 0 | 0
11 |  |  | BACK BOX | 16 | 0% | 16 | EA | 0 | 616.85 | 121.6 |  | 0 | 0 | 616.85
12 |  |  | BACK BOX WP | 2 | 0% | 2 | EA | 0 | 0 | 121.6 |  | 0 | 0 | 0
[6 empty] | SUBTOTAL MATERIAL |  | 616.85 | SUBTOTAL LABOR | [5 empty] | 616.85
FIRE ALARM SYSTEM
CONDUCTORS
1 |  |  | #12/2C FPLP | 19 | 10% | 20.9 | FT | 0 | 0 | 121.6 |  | 0 | 0 | 0
2 |  |  | #14/2C FPLP | 502 | 10% | 552.2 | FT | 0 | 0 | 121.6 |  | 0 | 0 | 0
DEVICES |  |  | DEVICES
1 |  |  | ADDRESSABLE MODULE | 1 | 0% | 1 | EA |  | 0 | 121.6 |  | 0 | 0 | 0
2 |  |  | ALARM COMMUNICATOR | 1 | 0% | 1 | EA |  | 0 | 121.6 |  | 0 | 0 | 0
3 |  |  | AUXILIARY NOTIFICATION BOOSTER PANEL W/BATTERY BACKUP CONTROLLED & MONITORED BY FACP | 1 | 0% | 1 | EA |  | 0 | 121.6 |  | 0 | 0 | 0
4 |  |  | CARBON MONOXIDE DETECTOR WP | 1 | 0% | 1 | EA |  | 0 | 121.6 |  | 0 | 0 | 0
5 |  |  | CO, CARBON MONOXIDE | 2 | 0% | 2 | EA |  | 0 | 121.6 |  | 0 | 0 | 0
6 |  |  | COMBINATION FIRE ALARM SPEAKER/STROBE | 3 | 0% | 3 | EA |  | 0 | 121.6 |  | 0 | 0 | 0
7 |  |  | COMBINATION FIRE ALARM SPEAKER/STROBE WP | 3 | 0% | 3 | EA |  | 0 | 121.6 |  | 0 | 0 | 0
8 |  |  | DUCT SMOKE DETECTOR WP | 1 | 0% | 1 | EA |  | 0 | 121.6 |  | 0 | 0 | 0
9 |  |  | FACP, FIRE ALARM CONTROL PANEL | 1 | 0% | 1 | EA |  | 0 | 121.6 |  | 0 | 0 | 0
10 |  |  | FIRE ALARM PULL STATION | 5 | 0% | 5 | EA |  | 0 | 121.6 |  | 0 | 0 | 0
11 |  |  | FIRE ALARM STROBE LIGHT | 5 | 0% | 5 | EA |  | 0 | 121.6 |  | 0 | 0 | 0
12 |  |  | H, HEAT DETECTOR | 2 | 0% | 2 | EA |  | 0 | 121.6 |  | 0 | 0 | 0
13 |  |  | HS, COMBINATION HEAT/SMOKE DETECTOR | 5 | 0% | 5 | EA |  | 0 | 121.6 |  | 0 | 0 | 0
14 |  |  | KNOX BOX | 1 | 0% | 1 | EA |  | 0 | 121.6 |  | 0 | 0 | 0
15 |  |  | REMOTE INTERNET PORTAL | 1 | 0% | 1 | EA |  | 0 | 121.6 |  | 0 | 0 | 0
16 |  |  | S, SMOKE DETECTOR | 4 | 0% | 4 | EA |  | 0 | 121.6 |  | 0 | 0 | 0
17 |  |  | S-CO, SMOKE DETECTOR WITH CARBON MONOXIDE DETECTOR | 1 | 0% | 1 | EA |  | 0 | 121.6 |  | 0 | 0 | 0
10 |  |  | BACK BOX | 27 | 0% | 27 | EA | 9.49 | 616.85 | 121.6 |  | 0 | 0 | 616.85
11 |  |  | BACK BOX WP | 5 | 0% | 5 | EA | 12.5 | 62.5 | 121.6 |  | 0 | 0 | 62.5
|  |  | QUOTATION FOR FIRE ALARM SYSTEM | [10 empty] | 0
[6 empty] | SUBTOTAL MATERIAL |  | 679.35 | SUBTOTAL LABOR | [5 empty] | 679.35
DEMOLITION
REMOVAL |  |  | DEVICES
1 |  |  | REMOVAL EXISTING LIGHT POLE AND LIGHT WITH ASSOCIATED WIRING BACK SOURCE TO PANEL | 2 | 0% | 2 | EA |  | 0 | 121.6 |  | 0 | 0 | 0
2 |  |  | REMOVE OF ALL ELECTRICAL DEVICES IN THIS AREA | 767 | 0% | 767 | SQ FT |  | 0 | 121.6 |  | 0 | 0 | 0
REINSTALLATION |  |  | DEVICES
1 |  |  | REINSTALLATION OF EXISTING WIFI | 1 | 0% | 1 | EA |  | 0 | 121.6 |  | 0 | 0 | 0
2 |  |  | REINSTALLATION OF EXISTING SECURITY CAMERA | 1 | 0% | 1 | EA |  | 0 | 121.6 |  | 0 | 0 | 0
[6 empty] | SUBTOTAL MATERIAL |  | 0 | SUBTOTAL LABOR | [5 empty] | 0
TEMPORARY
CONDUITS
1 |  |  | 2 1/2" CONDUIT - PVC40 | 236 | 10% | 259.6 | FT | 0 | 0 | 121.6 |  | 0 | 0 | 0
|  |  | 2 1/2" ELBOW 90 DEG - RMC - GALV | 3 | 0% | 3 | EA | 0 | 0 | 121.6 |  | 0 | 0 | 0
|  |  | 2 1/2" LOCKNUT - STEEL | 19 | 0% | 19 | EA | 0 | 0 | 121.6 |  | 0 | 0 | 0
|  |  | 2 1/2" COUPLING - PVC | 29 | 0% | 29 | EA | 0 | 0 | 121.6 |  | 0 | 0 | 0
|  |  | 2 1/2" ADAPTER FEM - PVC | 19 | 0% | 19 | EA | 0 | 0 | 121.6 |  | 0 | 0 | 0
2 |  |  | 2" CONDUIT - PVC40 | 64 | 10% | 70.4 | FT | 0 | 0 | 121.6 |  | 0 | 0 | 0
|  |  | 2" ELBOW 90 DEG - RMC - GALV | 1 | 0% | 1 | EA | 0 | 0 | 121.6 |  | 0 | 0 | 0
|  |  | 2" LOCKNUT - STEEL | 6 | 0% | 6 | EA | 0 | 0 | 121.6 |  | 0 | 0 | 0
|  |  | 2" COUPLING - PVC | 8 | 0% | 8 | EA | 0 | 0 | 121.6 |  | 0 | 0 | 0
|  |  | 2" ADAPTER FEM - PVC | 6 | 0% | 6 | EA | 0 | 0 | 121.6 |  | 0 | 0 | 0
3 |  |  | 1 1/2" CONDUIT - PVC40 | 142 | 10% | 156.2 | FT | 0 | 0 | 121.6 |  | 0 | 0 | 0
|  |  | 1 1/2" ELBOW 90 DEG - RMC - GALV | 2 | 0% | 2 | EA | 0 | 0 | 121.6 |  | 0 | 0 | 0
|  |  | 1 1/2" LOCKNUT - STEEL | 12 | 0% | 12 | EA | 0 | 0 | 121.6 |  | 0 | 0 | 0
|  |  | 1 1/2" COUPLING - PVC | 18 | 0% | 18 | EA | 0 | 0 | 121.6 |  | 0 | 0 | 0
|  |  | 1 1/2" ADAPTER FEM - PVC | 12 | 0% | 12 | EA | 0 | 0 | 121.6 |  | 0 | 0 | 0
4 |  |  | NYLON PULL CORD | 64 | 10% | 70.4 | FT | 0 | 0 | 121.6 |  | 0 | 0 | 0
CONDUCTORS
1 |  |  | #4/0 THW | 708 | 10% | 778.8 | FT | 0 | 0 | 121.6 |  | 0 | 0 | 0
2 |  |  | #2 THW | 236 | 10% | 259.6 | FT | 0 | 0 | 121.6 |  | 0 | 0 | 0
3 |  |  | #3 THW | 426 | 10% | 468.6 | FT | 0 | 0 | 121.6 |  | 0 | 0 | 0
4 |  |  | #8 THW | 142 | 10% | 156.2 | FT | 0 | 0 | 121.6 |  | 0 | 0 | 0
GROUNDING
1 |  |  | #2/0 BARE COPPER - 19-STRAND | 30 | 0% | 30 | FT | 0 | 0 | 121.6 |  | 0 | 0 | 0
2 |  |  | 5/8" X 8' COPPER CLAD GROUND ROD | 1 | 0% | 1 | EA | 0 | 0 | 121.6 |  | 0 | 0 | 0
DISCONNECT SWITCHES
1 |  |  | 100A/2P/60AF TRAILER DISCONNECT SWITCH NEMA 3R | 2 | 0% | 2 | EA |  | 0 | 121.6 |  | 0 | 0 | 0
BREAKERS
1 |  |  | 20A/1P CIRCUIT BREAKER | 15 | 0% | 15 | EA |  | 0 | 121.6 |  | 0 | 0 | 0
2 |  |  | 20A/2P CIRCUIT BREAKER | 6 | 0% | 6 | EA |  | 0 | 121.6 |  | 0 | 0 | 0
3 |  |  | 30A/2P CIRCUIT BREAKER | 4 | 0% | 4 | EA |  | 0 | 121.6 |  | 0 | 0 | 0
4 |  |  | 60A/2P CIRCUIT BREAKER | 2 | 0% | 2 | EA |  | 0 | 121.6 |  | 0 | 0 | 0
5 |  |  | 400A MAIN CIRCUIT BREAKER | 1 | 0% | 1 | EA |  | 0 | 121.6 |  | 0 | 0 | 0
PANELS
1 |  |  | TEMPORARY PANEL TEMP, 400A MCB, 120/240V, 1 PHASE, 3 WIRE, 22K AIC, SURFACE MOUNTED, NEMA 3R | 1 | 0% | 1 | EA |  | 0 | 121.6 |  | 0 | 0 | 0
EQUIPMENT
1 |  |  | 72" H X 54"W X 18"D OUTDOOR SERVICE WEATHERPROOF ENCLOSURE #SCE-72XM5418G OR APPROVED EQUAL NEMA 3R | 1 | 0% | 1 | EA |  | 0 | 121.6 |  | 0 | 0 | 0
2 |  |  | CT CABINET | 1 | 0% | 1 | EA |  | 0 | 121.6 |  | 0 | 0 | 0
3 |  |  | UTILITY METER | 1 | 0% | 1 | EA |  | 0 | 121.6 |  | 0 | 0 | 0
4 |  |  | SPD | 1 | 0% | 1 | EA |  | 0 | 121.6 |  | 0 | 0 | 0
5 |  |  | CONCRETE PAD FOR OUTDOOR ENCLOSURE | 1 | 0% | 1 | EA | 0 | 0 | 121.6 |  | 0 | 0 | 0
MISCELLANEOUS
1 |  |  | SPLICE PULLBOX | 28.61 | 0% | 28.61 | EA | 0 | 0 | 121.6 |  | 0 | 0 | 0
2 |  |  | SCOTCHLOCK CONNECTOR | 45.28 | 0% | 45.28 | EA | 0 | 0 | 121.6 |  | 0 | 0 | 0
3 |  |  | COMPRESSION CONNECTOR | 8 | 0% | 8 | EA | 0 | 0 | 121.6 |  | 0 | 0 | 0
|  |  | QUOTATION FOR SWITCHGEAR | [10 empty] | 0
CONDUCTORS - LIGHTING
1 |  |  | #12/2C SOLID MC | 50 | 10% | 55 | FT | 0 | 0 | 121.6 |  | 0 | 0 | 0
CONDUITS - SITE LIGHTING
1 |  |  | 1 1/2" CONDUIT - PVC40 | 732 | 10% | 805.2 | FT | 0 | 0 | 121.6 |  | 0 | 0 | 0
|  |  | 1 1/2" ELBOW 90 DEG - RMC - GALV | 9 | 0% | 9 | EA | 0 | 0 | 121.6 |  | 0 | 0 | 0
|  |  | 1 1/2" LOCKNUT - STEEL | 59 | 0% | 59 | EA | 0 | 0 | 121.6 |  | 0 | 0 | 0
|  |  | 1 1/2" COUPLING - PVC | 88 | 0% | 88 | EA | 0 | 0 | 121.6 |  | 0 | 0 | 0
|  |  | 1 1/2" ADAPTER FEM - PVC | 59 | 0% | 59 | EA | 0 | 0 | 121.6 |  | 0 | 0 | 0
2 |  |  | 1" CONDUIT - PVC40 | 2079 | 10% | 2286.9 | FT | 0 | 0 | 121.6 |  | 0 | 0 | 0
|  |  | 1" ELBOW 90 DEG - RMC - GALV | 22 | 0% | 22 | EA | 0 | 0 | 121.6 |  | 0 | 0 | 0
|  |  | 1" LOCKNUT - STEEL | 167 | 0% | 167 | EA | 0 | 0 | 121.6 |  | 0 | 0 | 0
|  |  | 1" COUPLING - PVC | 250 | 0% | 250 | EA | 0 | 0 | 121.6 |  | 0 | 0 | 0
|  |  | 1" ADAPTER FEM - PVC | 167 | 0% | 167 | EA | 0 | 0 | 121.6 |  | 0 | 0 | 0
3 |  |  | NYLON PULL CORD | 622 | 10% | 684.2 | FT | 0 | 0 | 121.6 |  | 0 | 0 | 0
CONDUCTORS - SITE LIGHTING
1 |  |  | #8 THW | 4378 | 10% | 4815.8 | FT | 0 | 0 | 121.6 |  | 0 | 0 | 0
2 |  |  | #10 THW | 2189 | 10% | 2407.9 | FT | 0 | 0 | 121.6 |  | 0 | 0 | 0
CONDUITS - POWER
1 |  |  | 3/4" CONDUIT - PVC40 | 40 | 10% | 44 | FT | 0 | 0 | 121.6 |  | 0 | 0 | 0
|  |  | 3/4" ELBOW 90 DEG - RMC - GALV | 1 | 0% | 1 | EA | 0 | 0 | 121.6 |  | 0 | 0 | 0
|  |  | 3/4" LOCKNUT - STEEL | 4 | 0% | 4 | EA | 0 | 0 | 121.6 |  | 0 | 0 | 0
|  |  | 3/4" COUPLING - PVC | 5 | 0% | 5 | EA | 0 | 0 | 121.6 |  | 0 | 0 | 0
|  |  | 3/4" ADAPTER FEM - PVC | 4 | 0% | 4 | EA | 0 | 0 | 121.6 |  | 0 | 0 | 0
2 |  |  | 3/4" CONDUIT - RMC - GALV | 10 | 10% | 11 | FT | 0 | 0 | 121.6 |  | 0 | 0 | 0
|  |  | 3/4" MEASURE CUT & THREAD LABOR - RMC - GALV | 1 | 0% | 1 | EA | 0 | 0 | 121.6 |  | 0 | 0 | 0
|  |  | 3/4" 1-H STRAP - RMC - MALL | 3 | 0% | 3 | EA | 0 | 0 | 121.6 |  | 0 | 0 | 0
|  |  | 4 9/16x 1 15/16" DEEP CAST BOX W/ 4x 3/4" HUBS - CI | 1 | 0% | 1 | EA | 0 | 0 | 121.6 |  | 0 | 0 | 0
|  |  | COVER ROUND BLANK - CI | 1 | 0% | 1 | EA | 0 | 0 | 121.6 |  | 0 | 0 | 0
|  |  | #8 TO #10x 7/8 PLAS ANCHOR (3/16) | 4 | 0% | 4 | EA | 0 | 0 | 121.6 |  | 0 | 0 | 0
|  |  | #10x 1 P/H SELF-TAP SCREW | 4 | 0% | 4 | EA | 0 | 0 | 121.6 |  | 0 | 0 | 0
CONDUCTORS - POWER
1 |  |  | #12 THHN SOLID | 30 | 10% | 33 | FT | 0 | 0 | 121.6 |  | 0 | 0 | 0
2 |  |  | #12 THW SOLID | 120 | 10% | 132 | FT | 0 | 0 | 121.6 |  | 0 | 0 | 0
DEVICES |  |  | DEVICES
1 |  |  | RECEPTACLE GFCI NEMA 5-20R WITH COVER PLATE | 2 | 0% | 2 | EA | 0 | 0 | 121.6 |  | 0 | 0 | 0
|  |  | 4x 2 1/8" SQ BOX COMB KO W/ nVGR1ent CADDY Model #TSB | 2 | 0% | 2 | EA | 0 | 0 | 121.6 |  | 0 | 0 | 0
|  |  | 4" SQ 1G PLSTR RING 5/8" RISE | 2 | 0% | 2 | EA | 0 | 0 | 121.6 |  | 0 | 0 | 0
|  |  | GROUND SCREW W/ INSUL #12 LEAD | 2 | 0% | 2 | EA | 0 | 0 | 121.6 |  | 0 | 0 | 0
|  |  | #10x 3/4 P/H SELF-TAP SCREW | 4 | 0% | 4 | EA | 0 | 0 | 121.6 |  | 0 | 0 | 0
|  |  | 1G DUPLEX REC PLATE - SS | 2 | 0% | 2 | EA | 0 | 0 | 121.6 |  | 0 | 0 | 0
LIGHTING FIXTURES |  |  | DEVICES
1 |  |  | 18" LED LIGHT FIXTURE #SCE-LF18 OR APPROVED EQUAL | 3 | 0% | 3 | EA |  | 0 | 121.6 |  | 0 | 0 | 0
LIGHTING CONTROLS |  |  | DEVICES
1 |  |  | DIGITAL TIME CLOCK INTERMATIC #ET91615CR OR APPROVED EQUAL | 2 | 0% | 2 | EA |  | 0 | 121.6 |  | 0 | 0 | 0
CONDUITS - LOW VOLTAGE
1 |  |  | 2" CONDUIT - PVC40 | 138 | 10% | 151.8 | FT | 0 | 0 | 121.6 |  | 0 | 0 | 0
|  |  | 2" ELBOW 90 DEG - RMC - GALV | 3 | 0% | 3 | EA | 0 | 0 | 121.6 |  | 0 | 0 | 0
|  |  | 2" LOCKNUT - STEEL | 12 | 0% | 12 | EA | 0 | 0 | 121.6 |  | 0 | 0 | 0
|  |  | 2" COUPLING - PVC | 17 | 0% | 17 | EA | 0 | 0 | 121.6 |  | 0 | 0 | 0
|  |  | 2" ADAPTER FEM - PVC | 12 | 0% | 12 | EA | 0 | 0 | 121.6 |  | 0 | 0 | 0
2 |  |  | 1 1/2" CONDUIT - PVC40 | 18 | 10% | 19.8 | FT | 0 | 0 | 121.6 |  | 0 | 0 | 0
|  |  | 1 1/2" ELBOW 90 DEG - RMC - GALV | 1 | 0% | 1 | EA | 0 | 0 | 121.6 |  | 0 | 0 | 0
|  |  | 1 1/2" LOCKNUT - STEEL | 2 | 0% | 2 | EA | 0 | 0 | 121.6 |  | 0 | 0 | 0
|  |  | 1 1/2" COUPLING - PVC | 3 | 0% | 3 | EA | 0 | 0 | 121.6 |  | 0 | 0 | 0
|  |  | 1 1/2" ADAPTER FEM - PVC | 2 | 0% | 2 | EA | 0 | 0 | 121.6 |  | 0 | 0 | 0
3 |  |  | 1" CONDUIT - PVC40 | 49 | 10% | 53.9 | FT | 0 | 0 | 121.6 |  | 0 | 0 | 0
|  |  | 1" ELBOW 90 DEG - RMC - GALV | 1 | 0% | 1 | EA | 0 | 0 | 121.6 |  | 0 | 0 | 0
|  |  | 1" LOCKNUT - STEEL | 4 | 0% | 4 | EA | 0 | 0 | 121.6 |  | 0 | 0 | 0
|  |  | 1" COUPLING - PVC | 6 | 0% | 6 | EA | 0 | 0 | 121.6 |  | 0 | 0 | 0
|  |  | 1" ADAPTER FEM - PVC | 4 | 0% | 4 | EA | 0 | 0 | 121.6 |  | 0 | 0 | 0
4 |  |  | PULL STRING | 205 | 10% | 225.5 | FT | 0 | 0 | 121.6 |  | 0 | 0 | 0
DEVICES - LOW VOLTAGE |  |  | DEVICES
1 |  |  | 72" H X 54"W X 18"D OUTDOOR SERVICE WEATHERPROOF ENCLOSURE #SCE-72XM5418G OR APPROVED EQUAL NEMA 3R | 1 | 0% | 1 | EA |  | 0 | 121.6 |  | 0 | 0 | 0
1 |  |  | CONCRETE PAD FOR OUTDOOR ENCLOSURE | 1 | 0% | 1 | EA | 3500 | 3500 | 121.6 |  | 0 | 0 | 3500
REMOVAL |  |  | DEVICES
1 |  |  | REMOVAL OF EXISTING BOLLARD FOR COMMUNICATION AND SERVICE ENCLOSURE | 8 | 0% | 8 | EA |  | 0 | 121.6 |  | 0 | 0 | 0
2 |  |  | REMOVAL OF EXISTING COMMUNICATION ENCLOSURE | 1 | 0% | 1 | EA |  | 0 | 121.6 |  | 0 | 0 | 0
3 |  |  | REMOVAL OF EXISTING DATA OUTLET | 1 | 0% | 1 | EA |  | 0 | 121.6 |  | 0 | 0 | 0
4 |  |  | REMOVAL OF EXISTING RECEPTACLE | 1 | 0% | 1 | EA |  | 0 | 121.6 |  | 0 | 0 | 0
5 |  |  | REMOVAL OF EXISTING SERVICE ENCLOSURE | 1 | 0% | 1 | EA |  | 0 | 121.6 |  | 0 | 0 | 0
6 |  |  | REMOVAL OF EXISTING TEMPORARY DISCONNECT SWITCH | 2 | 0% | 2 | EA |  | 0 | 121.6 |  | 0 | 0 | 0
[6 empty] | SUBTOTAL MATERIAL |  | 3500 | SUBTOTAL LABOR |  | 0 |  |  |  | 3500
TOTAL MATERIAL COST | [12 empty] | 5422.28
TOTAL LABOR COST | [12 empty] | 0
TOTAL LABOR HOURS | [12 empty] | 0
ALTERNATE
DISCONNECT SWITCHES
1 |  |  | 15A/1P DISCONNECT SWITCH | 1 | 0% | 1 | EA |  | 0 | 121.6 | 1.7 | 1.7 | 206.72 | 206.72
2 |  |  | 30A/3P DISCONNECT SWITCH NEMA 3R | 1 | 0% | 1 | EA |  | 0 | 121.6 | 2.2 | 2.2 | 267.52 | 267.52
3 |  |  | 40A/3P DISCONNECT SWITCH NEMA 3R | 1 | 0% | 1 | EA |  | 0 | 121.6 | 2.5 | 2.5 | 304 | 304
4 |  |  | 70A/3P DISCONNECT SWITCH NEMA 3R | 1 | 0% | 1 | EA |  | 0 | 121.6 | 3.2 | 3.2 | 389.12 | 389.12
5 |  |  | 20A/3P FUSED DISCONNECT SWITCH | 1 | 0% | 1 | EA |  | 0 | 121.6 | 1.7 | 1.7 | 206.72 | 206.72
6 |  |  | 20A/1P COMBINATION STARTER/DISCONNECT SWITCH | 3 | 0% | 3 | EA |  | 0 | 121.6 | 1.7 | 5.1 | 620.16 | 620.16
PANELS
1 |  |  | MAIN KITCHEN CONTROL PANEL | 1 | 0% | 1 | EA |  | 0 | 121.6 | 5 | 5 | 608 | 608
EQUIPMENT CONNECTIONS
1 |  |  | CONNECTION FOR CU | 1 | 0% | 1 | EA | 0 | 0 | 121.6 | 0.2 | 0.2 | 24.32 | 24.32
2 |  |  | CONNECTION FOR EBBH | 5 | 0% | 5 | EA | 0 | 0 | 121.6 | 0.2 | 1 | 121.6 | 121.6
3 |  |  | CONNECTION FOR EF | 4 | 0% | 4 | EA | 0 | 0 | 121.6 | 0.2 | 0.8 | 97.28 | 97.28
4 |  |  | CONNECTION FOR F | 1 | 0% | 1 | EA | 0 | 0 | 121.6 | 0.2 | 0.2 | 24.32 | 24.32
5 |  |  | CONNECTION FOR GWH | 1 | 0% | 1 | EA | 0 | 0 | 121.6 | 0.2 | 0.2 | 24.32 | 24.32
6 |  |  | CONNECTION FOR H | 1 | 0% | 1 | EA | 0 | 0 | 121.6 | 0.2 | 0.2 | 24.32 | 24.32
7 |  |  | CONNECTION FOR MAU | 1 | 0% | 1 | EA | 0 | 0 | 121.6 | 0.2 | 0.2 | 24.32 | 24.32
8 |  |  | CONNECTION FOR RH | 5 | 0% | 5 | EA | 0 | 0 | 121.6 | 0.2 | 1 | 121.6 | 121.6
9 |  |  | CONNECTION FOR RP | 2 | 0% | 2 | EA | 0 | 0 | 121.6 | 0.2 | 0.4 | 48.64 | 48.64
10 |  |  | CONNECTION FOR RTU | 1 | 0% | 1 | EA | 0 | 0 | 121.6 | 0.2 | 0.2 | 24.32 | 24.32
MISCELLANEOUS
1 |  |  | SPLICE PULLBOX | 14.25 | 0% | 14.25 | EA | 0 | 0 | 121.6 | 0.2 | 2.85 | 346.56 | 346.56
2 |  |  | SCOTCHLOCK CONNECTOR | 45.03 | 0% | 45.03 | EA | 0 | 0 | 121.6 | 0.015 | 0.67545 | 82.1347 | 82.1347
|  |  | QUOTATION FOR SWITCHGEAR | [10 empty] | 0
[6 empty] | SUBTOTAL MATERIAL |  | 0 | SUBTOTAL LABOR |  | 3565.9747 |  |  |  | 3565.9747
BRANCH WIRING
CONDUITS - POWER
1 |  |  | 3/4"C EMT | 239 | 10% | 262.9 | FT | 0 | 0 | 121.6 | 0 | 0 | 0 | 0
CONDUCTORS - LIGHTING
1 |  |  | #12/2C SOLID MC | 1471 | 10% | 1618.1 | FT | 0 | 0 | 121.6 | 0.026 | 42.0706 | 5115.785 | 5115.785
1 |  |  | #14 THHN | 239 | 10% | 262.9 | FT | 0 | 0 | 121.6 | 0 | 0 | 0 | 0
CONDUITS - POWER
1 |  |  | 3/4" CONDUIT - RMC - GALV | 23 | 10% | 25.3 | FT | 0 | 0 | 121.6 | 0.06 | 1.518 | 184.5888 | 184.5888
|  |  | 3/4" MEASURE CUT & THREAD LABOR - RMC - GALV | 1 | 0% | 1 | EA | 0 | 0 | 121.6 | 0.2 | 0.2 | 24.32 | 24.32
|  |  | 3/4" 1-H STRAP - RMC - MALL | 4 | 0% | 4 | EA | 0 | 0 | 121.6 | 0.04 | 0.16 | 19.456 | 19.456
|  |  | 4 9/16x 1 15/16" DEEP CAST BOX W/ 4x 3/4" HUBS - CI | 1 | 0% | 1 | EA | 0 | 0 | 121.6 | 0.36 | 0.36 | 43.776 | 43.776
|  |  | COVER ROUND BLANK - CI | 1 | 0% | 1 | EA | 0 | 0 | 121.6 | 0.048 | 0.048 | 5.8368 | 5.8368
|  |  | #8 TO #10x 7/8 PLAS ANCHOR (3/16) | 6 | 0% | 6 | EA | 0 | 0 | 121.6 | 0.048 | 0.288 | 35.0208 | 35.0208
|  |  | #10x 1 P/H SELF-TAP SCREW | 6 | 0% | 6 | EA | 0 | 0 | 121.6 | 0.024 | 0.144 | 17.5104 | 17.5104
CONDUCTORS - POWER
1 |  |  | #12 THHN | 69 | 10% | 75.9 | FT | 0 | 0 | 121.6 | 0.006 | 0.4554 | 55.3766 | 55.3766
2 |  |  | #12/2C SOLID MC | 59 | 10% | 64.9 | FT | 0 | 0 | 121.6 | 0.026 | 1.6874 | 205.1878 | 205.1878
CONDUITS - EQUIPMENT
1 |  |  | 1 1/4" CONDUIT - EMT | 55 | 10% | 60.5 | FT | 0 | 0 | 121.6 | 0.062 | 3.751 | 456.1216 | 456.1216
|  |  | 1 1/4" CONN COMP STL - EMT | 5 | 0% | 5 | EA | 0 | 0 | 121.6 | 0.4 | 2 | 243.2 | 243.2
|  |  | 1 1/4" COUPLING COMP STL - EMT | 6 | 0% | 6 | EA | 0 | 0 | 121.6 | 0.2 | 1.2 | 145.92 | 145.92
|  |  | 1 1/4" BUSHING - PLASTIC | 5 | 0% | 5 | EA | 0 | 0 | 121.6 | 0.17 | 0.85 | 103.36 | 103.36
|  |  | 1 1/4" 1-H STRAP - EMT - STEEL | 6 | 0% | 6 | EA | 0 | 0 | 121.6 | 0.0425 | 0.255 | 31.008 | 31.008
|  |  | 1/4-20x 1 3/4 WEDGE ANCHOR - 1 1/8" MIN DEPTH | 6 | 0% | 6 | EA | 0 | 0 | 121.6 | 0.06 | 0.36 | 43.776 | 43.776
2 |  |  | 1 1/4" CONDUIT - PVC40 | 6 | 10% | 6.6 | FT | 0 | 0 | 121.6 | 0.06 | 0.396 | 48.1536 | 48.1536
|  |  | 1 1/4" ELBOW 90 DEG - RMC - GALV | 1 | 0% | 1 | EA | 0 | 0 | 121.6 | 0.6 | 0.6 | 72.96 | 72.96
|  |  | 1 1/4" LOCKNUT - STEEL | 1 | 0% | 1 | EA | 0 | 0 | 121.6 | 0.17 | 0.17 | 20.672 | 20.672
|  |  | 1 1/4" COUPLING - PVC | 1 | 0% | 1 | EA | 0 | 0 | 121.6 | 0.04 | 0.04 | 4.864 | 4.864
|  |  | 1 1/4" ADAPTER FEM - PVC | 1 | 0% | 1 | EA | 0 | 0 | 121.6 | 0.2 | 0.2 | 24.32 | 24.32
3 |  |  | 1 1/4"C LFMC | 5 | 10% | 5.5 | FT | 0 | 0 | 121.6 | 0.1 | 0.55 | 66.88 | 66.88
4 |  |  | 1 1/4" CONDUIT - RMC - GALV | 10 | 10% | 11 | FT | 0 | 0 | 121.6 | 0.08 | 0.88 | 107.008 | 107.008
|  |  | 1 1/4" COUPLING - RMC - GALV | 1 | 0% | 1 | EA | 0 | 0 | 121.6 | 0.02 | 0.02 | 2.432 | 2.432
|  |  | 1 1/4" ELBOW 90 DEG - RMC - GALV | 1 | 0% | 1 | EA | 0 | 0 | 121.6 | 0.6 | 0.6 | 72.96 | 72.96
|  |  | 1 1/4" LOCKNUT - STEEL | 2 | 0% | 2 | EA | 0 | 0 | 121.6 | 0.17 | 0.34 | 41.344 | 41.344
|  |  | 1 1/4" BUSHING - PLASTIC | 1 | 0% | 1 | EA | 0 | 0 | 121.6 | 0.17 | 0.17 | 20.672 | 20.672
|  |  | 1 1/4" MEASURE CUT & THREAD LABOR - RMC - GALV | 1 | 0% | 1 | EA | 0 | 0 | 121.6 | 0.24 | 0.24 | 29.184 | 29.184
|  |  | 1 1/2" EMT & 1 1/4" RMC / IMC SPRING STL CLAMP W/ BOLT | 2 | 0% | 2 | EA | 0 | 0 | 121.6 | 0.1375 | 0.275 | 33.44 | 33.44
|  |  | 1/4-20x 1 3/4 WEDGE ANCHOR - 1 1/8" MIN DEPTH | 2 | 0% | 2 | EA | 0 | 0 | 121.6 | 0.06 | 0.12 | 14.592 | 14.592
5 |  |  | 1" CONDUIT - EMT | 25 | 10% | 27.5 | FT | 0 | 0 | 121.6 | 0.055 | 1.5125 | 183.92 | 183.92
|  |  | 1" CONN COMP STL - EMT | 2 | 0% | 2 | EA | 0 | 0 | 121.6 | 0.35 | 0.7 | 85.12 | 85.12
|  |  | 1" COUPLING COMP STL - EMT | 3 | 0% | 3 | EA | 0 | 0 | 121.6 | 0.16 | 0.48 | 58.368 | 58.368
|  |  | 1" 1-H STRAP - EMT - STEEL | 4 | 0% | 4 | EA | 0 | 0 | 121.6 | 0.04 | 0.16 | 19.456 | 19.456
|  |  | #8 TO #10x 7/8 PLAS ANCHOR (3/16) | 6 | 0% | 6 | EA | 0 | 0 | 121.6 | 0.05 | 0.3 | 36.48 | 36.48
|  |  | #10x 1 P/H SELF-TAP SCREW | 6 | 0% | 6 | EA | 0 | 0 | 121.6 | 0.02 | 0.12 | 14.592 | 14.592
6 |  |  | 1" CONDUIT - PVC40 | 31 | 10% | 34.1 | FT | 0 | 0 | 121.6 | 0.0525 | 1.7903 | 217.6944 | 217.6944
|  |  | 1" ELBOW 90 DEG - RMC - GALV | 1 | 0% | 1 | EA | 0 | 0 | 121.6 | 0.5 | 0.5 | 60.8 | 60.8
|  |  | 1" LOCKNUT - STEEL | 3 | 0% | 3 | EA | 0 | 0 | 121.6 | 0.13 | 0.39 | 47.424 | 47.424
|  |  | 1" COUPLING - PVC | 4 | 0% | 4 | EA | 0 | 0 | 121.6 | 0.03 | 0.12 | 14.592 | 14.592
|  |  | 1" ADAPTER FEM - PVC | 3 | 0% | 3 | EA | 0 | 0 | 121.6 | 0.18 | 0.54 | 65.664 | 65.664
7 |  |  | 1" CONDUIT - RMC - GALV | 10 | 10% | 11 | FT | 0 | 0 | 121.6 | 0.07 | 0.77 | 93.632 | 93.632
|  |  | 1" MEASURE CUT & THREAD LABOR - RMC - GALV | 1 | 0% | 1 | EA | 0 | 0 | 121.6 | 0.22 | 0.22 | 26.752 | 26.752
|  |  | 1" 1-H STRAP - RMC - MALL | 3 | 0% | 3 | EA | 0 | 0 | 121.6 | 0.04 | 0.12 | 14.592 | 14.592
|  |  | 4 9/16x 1 15/16" DEEP CAST BOX W/ 4x 1" HUBS - CI | 1 | 0% | 1 | EA | 0 | 0 | 121.6 | 0.38 | 0.38 | 46.208 | 46.208
|  |  | COVER ROUND BLANK - CI | 1 | 0% | 1 | EA | 0 | 0 | 121.6 | 0.048 | 0.048 | 5.8368 | 5.8368
|  |  | #8 TO #10x 7/8 PLAS ANCHOR (3/16) | 3 | 0% | 3 | EA | 0 | 0 | 121.6 | 0.048 | 0.144 | 17.5104 | 17.5104
|  |  | #10x 1 P/H SELF-TAP SCREW | 3 | 0% | 3 | EA | 0 | 0 | 121.6 | 0.024 | 0.072 | 8.7552 | 8.7552
8 |  |  | 3/4" CONDUIT - EMT | 1127 | 10% | 1239.7 | FT | 0 | 0 | 121.6 | 0.05 | 61.985 | 7537.376 | 7537.376
|  |  | 3/4" CONN COMP STL - EMT | 91 | 0% | 91 | EA | 0 | 0 | 121.6 | 0.3 | 27.3 | 3319.68 | 3319.68
|  |  | 3/4" COUPLING COMP STL - EMT | 113 | 0% | 113 | EA | 0 | 0 | 121.6 | 0.14 | 15.82 | 1923.712 | 1923.712
|  |  | 3/4" 1-H STRAP - EMT - STEEL | 169 | 0% | 169 | EA | 0 | 0 | 121.6 | 0.04 | 6.76 | 822.016 | 822.016
|  |  | #8 TO #10x 7/8 PLAS ANCHOR (3/16) | 259 | 0% | 259 | EA | 0 | 0 | 121.6 | 0.05 | 12.95 | 1574.72 | 1574.72
|  |  | #10x 1 P/H SELF-TAP SCREW | 259 | 0% | 259 | EA | 0 | 0 | 121.6 | 0.02 | 5.18 | 629.888 | 629.888
9 |  |  | 3/4"C FLEX S | 89 | 10% | 97.9 | FT | 0 | 0 | 121.6 | 0.05 | 4.895 | 595.232 | 595.232
10 |  |  | 3/4"C LFMC | 10 | 10% | 11 | FT | 0 | 0 | 121.6 | 0.05 | 0.55 | 66.88 | 66.88
11 |  |  | 3/4" CONDUIT - RMC - GALV | 28 | 10% | 30.8 | FT | 0 | 0 | 121.6 | 0.06 | 1.848 | 224.7168 | 224.7168
|  |  | 3/4" MEASURE CUT & THREAD LABOR - RMC - GALV | 2 | 0% | 2 | EA | 0 | 0 | 121.6 | 0.2 | 0.4 | 48.64 | 48.64
|  |  | 3/4" 1-H STRAP - RMC - MALL | 6 | 0% | 6 | EA | 0 | 0 | 121.6 | 0.04 | 0.24 | 29.184 | 29.184
|  |  | 4 9/16x 1 15/16" DEEP CAST BOX W/ 4x 3/4" HUBS - CI | 2 | 0% | 2 | EA | 0 | 0 | 121.6 | 0.36 | 0.72 | 87.552 | 87.552
|  |  | COVER ROUND BLANK - CI | 2 | 0% | 2 | EA | 0 | 0 | 121.6 | 0.048 | 0.096 | 11.6736 | 11.6736
|  |  | #8 TO #10x 7/8 PLAS ANCHOR (3/16) | 8 | 0% | 8 | EA | 0 | 0 | 121.6 | 0.048 | 0.384 | 46.6944 | 46.6944
|  |  | #10x 1 P/H SELF-TAP SCREW | 8 | 0% | 8 | EA | 0 | 0 | 121.6 | 0.024 | 0.192 | 23.3472 | 23.3472
CONDUCTORS - EQUIPMENT
1 |  |  | #4 THHN | 210 | 10% | 231 | FT | 0 | 0 | 121.6 | 0.013 | 3.003 | 365.1648 | 365.1648
2 |  |  | #4 THW | 18 | 10% | 19.8 | FT | 0 | 0 | 121.6 | 0.013 | 0.2574 | 31.2998 | 31.2998
3 |  |  | #8 THHN | 388 | 10% | 426.8 | FT | 0 | 0 | 121.6 | 0.009 | 3.8412 | 467.0899 | 467.0899
4 |  |  | #8 THW | 36 | 10% | 39.6 | FT | 0 | 0 | 121.6 | 0.009 | 0.3564 | 43.3382 | 43.3382
5 |  |  | #10 THHN | 223 | 10% | 245.3 | FT | 0 | 0 | 121.6 | 0.007 | 1.7171 | 208.7994 | 208.7994
6 |  |  | #10 THW | 37 | 10% | 40.7 | FT | 0 | 0 | 121.6 | 0.007 | 0.2849 | 34.6438 | 34.6438
7 |  |  | #12 THHN | 3387 | 10% | 3725.7 | FT | 0 | 0 | 121.6 | 0.006 | 22.3542 | 2718.2707 | 2718.2707
8 |  |  | #12 THW | 36 | 10% | 39.6 | FT | 0 | 0 | 121.6 | 0.006 | 0.2376 | 28.8922 | 28.8922
9 |  |  | #14 THHN | 30 | 10% | 33 | FT | 0 | 0 | 121.6 | 0.005 | 0.165 | 20.064 | 20.064
[6 empty] | SUBTOTAL MATERIAL |  | 0 | SUBTOTAL LABOR |  | 29165.9971 |  |  |  | 29165.9971
WIRING DEVICES
DEVICES |  |  | DEVICES
1 |  |  | 24 VOLT EXTERNAL TRANSFORMER | 5 | 0% | 5 | EA | 0 | 0 | 121.6 | 0.5 | 2.5 | 304 | 304
2 |  |  | DUPLEX RECEPTACLE GFCI WP | 2 | 0% | 2 | EA | 0 | 0 | 121.6 | 0.35 | 0.7 | 85.12 | 85.12
|  |  | 4x 2 1/8" SQ BOX COMB KO W/ nVGR1ent CADDY Model #TSB | 2 | 0% | 2 | EA | 0 | 0 | 121.6 | 0.4 | 0.8 | 97.28 | 97.28
|  |  | 4" SQ 1G PLSTR RING 5/8" RISE | 2 | 0% | 2 | EA | 0 | 0 | 121.6 | 0.04 | 0.08 | 9.728 | 9.728
|  |  | GROUND SCREW W/ INSUL #12 LEAD | 2 | 0% | 2 | EA | 0 | 0 | 121.6 | 0.03 | 0.06 | 7.296 | 7.296
|  |  | #10x 3/4 P/H SELF-TAP SCREW | 4 | 0% | 4 | EA | 0 | 0 | 121.6 | 0.03 | 0.12 | 14.592 | 14.592
|  |  | 1G DUPLEX REC PLATE - SS | 2 | 0% | 2 | EA | 0 | 0 | 121.6 | 0.06 | 0.12 | 14.592 | 14.592
3 |  |  | JUNCTION BOX | 1 | 0% | 1 | EA | 0 | 0 | 121.6 | 0.3 | 0.3 | 36.48 | 36.48
4 |  |  | SM, FRACTIONAL HP STARTER | 2 | 0% | 2 | EA | 0 | 0 | 121.6 | 0.2 | 0.4 | 48.64 | 48.64
|  |  | 4x 2 1/8" SQ BOX COMB KO W/ nVGR1ent CADDY Model #TSB | 2 | 0% | 2 | EA | 0 | 0 | 121.6 | 0.4 | 0.8 | 97.28 | 97.28
|  |  | 4" SQ 1G PLSTR RING 5/8" RISE | 2 | 0% | 2 | EA | 0 | 0 | 121.6 | 0.04 | 0.08 | 9.728 | 9.728
|  |  | GROUND SCREW W/ INSUL #12 LEAD | 2 | 0% | 2 | EA | 0 | 0 | 121.6 | 0.03 | 0.06 | 7.296 | 7.296
|  |  | #10x 3/4 P/H SELF-TAP SCREW | 4 | 0% | 4 | EA | 0 | 0 | 121.6 | 0.03 | 0.12 | 14.592 | 14.592
|  |  | 1G TGL SWITCH PLATE - SS | 2 | 0% | 2 | EA | 0 | 0 | 121.6 | 0.06 | 0.12 | 14.592 | 14.592
[6 empty] | SUBTOTAL MATERIAL |  | 0 | SUBTOTAL LABOR |  | 761.216 |  |  |  | 761.216
LIGHTING FIXTURES
LIGHTING FIXTURES |  |  | DEVICES
1 |  |  | A, RECESSED MOUNTED 2' X 4' LED VOLUMETRIC FLAT PANEL, DECO LIGHTING: #SKYLER-24-35-303540-UNV-J9 | 2 | 0% | 2 | EA |  | 0 | 121.6 | 1.3 | 2.6 | 316.16 | 316.16
2 |  |  | AE, RECESSED MOUNTED 2' X 4' LED VOLUMETRIC FLAT PANEL WITH 90 MINUTE BATTERY BACKUP, DECO LIGHTING: #SKYLER-24-35-303540-UNV-E-J9 | 2 | 0% | 2 | EA |  | 0 | 121.6 | 1.3 | 2.6 | 316.16 | 316.16
3 |  |  | B, RECESSED MOUNTED 2' X 2' LED VOLUMETRIC FLAT PANEL, DECO LIGHTING: #SKYLER-2-35-303540-UNV-J9 | 6 | 0% | 6 | EA |  | 0 | 121.6 | 1.1 | 6.6 | 802.56 | 802.56
4 |  |  | BE, RECESSED MOUNTED 2' X 2' LED VOLUMETRIC FLAT PANEL WITH 90 MINUTES BATTERY BACKUP, DECO LIGHTING: #SKYLER-2-35-303540-UNV-E-J9 | 4 | 0% | 4 | EA |  | 0 | 121.6 | 1.1 | 4.4 | 535.04 | 535.04
5 |  |  | C, 4.5" DIA LED RECESSED DOWNLIGHT, H.E. WILLIAMS: #4DR-TL-L10-835-DIM-UNV-OW-OF-CS-J9 | 9 | 0% | 9 | EA |  | 0 | 121.6 | 0.8 | 7.2 | 875.52 | 875.52
6 |  |  | C1, 4.5" DIA LED RECESSED DOWNLIGHT, H.E. WILLIAMS: #4DR-TL-L10-835-DIM-UNV-OW-OF-CS-WET/CC-J9 | 18 | 0% | 18 | EA |  | 0 | 121.6 | 0.8 | 14.4 | 1751.04 | 1751.04
7 |  |  | CE, 4.5" DIA LED RECESSED DOWNLIGHT WITH 90 MINUTES BATTERY BACKUP, H.E. WILLIAMS: #4DR-TL-L10-835EM/10W-DIM-UNV-OW-OF-CS-J9 | 13 | 0% | 13 | EA |  | 0 | 121.6 | 0.8 | 10.4 | 1264.64 | 1264.64
8 |  |  | D, PENDANT MOUNTED 31.5" LED DECORATIVE PENDANT WITH 90 MINUTES BATTERY BACKUP BODINE BALLAST - CAT: #BSL10T3UAK55PKIS, BRUCK: #WEP-PAU-X-LE26-35-K-X-X-SHADE-J9/SA19-11-OMNI-927 | 1 | 0% | 1 | EA |  | 0 | 121.6 | 3 | 3 | 364.8 | 364.8
9 |  |  | D1, PENDANT MOUNTED 19.75" LED DECORATIVE PENDANT, BRUCK: #WEP-PAU-60-LE26-35-K-X-X-SHADE-J9/SA19-11-OMNI-927 | 4 | 0% | 4 | EA |  | 0 | 121.6 | 2 | 8 | 972.8 | 972.8
10 |  |  | F, 3" WIDE 4' LONG SURFACE MOUNTED LINEAR WARP, COLUMBIA LIGHTING: #MPS4-35HL-CW-ED-U-J9 | 2 | 0% | 2 | EA |  | 0 | 121.6 | 1.3 | 2.6 | 316.16 | 316.16
11 |  |  | FE, 3" WIDE 4' LONG SURFACE MOUNTED LINEAR WARP WITH 90 MINUTES BATTERY BACKUP, COLUMBIA LIGHTING: #MPS4-35HL-CW-ED-U-ELL14-J9 | 6 | 0% | 6 | EA |  | 0 | 121.6 | 1.3 | 7.8 | 948.48 | 948.48
12 |  |  | GE, PENDANT MOUNTED LED DECORATIVE RING PENDANTS (2) 2' DIA, (1) 3' DIA, ALW: #MR1.5-3M/2/3/2-CSS-LOW-80-3500K-0/10V/0%-LENS-LOW-80-3500K-0/10V/0%-LENS-UNV-EMB-J9 | 1 | 0% | 1 | EA |  | 0 | 121.6 | 2 | 2 | 243.2 | 243.2
13 |  |  | H, PENDANT 10" DIA LED DECORATIVE PENDANT, ALW: #MSDP-D-V-D-10-83-35-60-SS##-J9 | 2 | 0% | 2 | EA |  | 0 | 121.6 | 2 | 4 | 486.4 | 486.4
14 |  |  | HE, PENDANT 10" DIA LED DECORATIVE PENDANT WITH 90 MINUTES BATTERY BACKUP, ALW: #MSDP-D-V-D-10-83-35-60-SS##-J9 | 1 | 0% | 1 | EA |  | 0 | 121.6 | 2 | 2 | 243.2 | 243.2
15 |  |  | K, WALL MOUNTED LED WALL SCONCE, MODERN FORMS: #WS-W68618-3000K-J9 | 4 | 0% | 4 | EA |  | 0 | 121.6 | 0.8 | 3.2 | 389.12 | 389.12
16 |  |  | L, SURFACE MOUNTED LED 4' LONG COVE LIGHT, ECOSENSE: #L30-I-48-08-35-80-MULT-120 (LEADER CABLE - CAT: #CBL-4P-LWH-LDR-UNV-10) | 3 | 0% | 3 | EA |  | 0 | 121.6 | 1.3 | 3.9 | 474.24 | 474.24
17 |  |  | X, WALL MOUNTED LED EXIT SIGN, H.E. WILLIAMS: #EXIT/EM/LED-R-WHT-NH-D | 2 | 0% | 2 | EA |  | 0 | 121.6 | 0.8 | 1.6 | 194.56 | 194.56
18 |  |  | X1, WALL MOUNTED LED EXIT SIGN WITH 90 MINUTES BATTERY BACKUP, H.E. WILLIAMS: #EXIT/EM/LED-R-WHT-NH-RC-D | 4 | 0% | 4 | EA |  | 0 | 121.6 | 0.8 | 3.2 | 389.12 | 389.12
19 |  |  | XR, WALL MOUNTED LED DUAL REMOTE HEADS, H.E. WILLIAMS: #WETDRHL-P-WHT-HL-MV | 4 | 0% | 4 | EA |  | 0 | 121.6 | 0.8 | 3.2 | 389.12 | 389.12
20 |  |  | CEILING FAN | 3 | 0% | 3 | EA |  | 0 | 121.6 | 2.5 | 7.5 | 912 | 912
LIGHTING SUPPORTS |  |  | DEVICES
1 |  |  | TROV SLIM WIRE BOX, ECOSENSE CAT: #L30-A-WIREBOX OR APPROVED EQUAL | 1 | 0% | 1 | EA | 35 | 35 | 121.6 | 0.5 | 0.5 | 60.8 | 95.8
2 |  |  | JUNCTION BOX | 14 | 0% | 14 | EA | 15.5 | 217 | 121.6 | 0.4 | 5.6 | 680.96 | 897.96
3 |  |  | 6' HANGER SUPPORT WIRE | 56 | 0% | 56 | EA | 1.2 | 67.2 | 121.6 | 0.06 | 3.36 | 408.576 | 475.776
4 |  |  | EARTH QUAKE CLIPS | 56 | 0% | 56 | EA | 1.37 | 76.72 | 121.6 | 0.1 | 5.6 | 680.96 | 757.68
|  |  | QUOTATION FOR LIGHTING FIXTURES | [10 empty] | 0
[6 empty] | SUBTOTAL MATERIAL |  | 395.92 | SUBTOTAL LABOR |  | 14015.616 |  |  |  | 14411.536
LIGHTING CONTROLS
1 |  |  | TIME CLOCK, INTERMATIC MODEL: #ET91615CR OR APPROVED EQUAL | 2 | 0% | 2 | EA |  | 0 | 121.6 | 0.58 | 1.16 | 141.056 | 141.056
2 |  |  | OS, OCCUPANCY SENSOR | 2 | 0% | 2 | EA |  | 0 | 121.6 | 0.32 | 0.64 | 77.824 | 77.824
3 |  |  | SOS, OCCUPANCY SENSOR SWITCH | 4 | 0% | 4 | EA |  | 0 | 121.6 | 0.3 | 1.2 | 145.92 | 145.92
|  |  | 4x 2 1/8" SQ BOX COMB KO W/ nVGR1ent CADDY Model #TSB | 4 | 0% | 4 | EA | 0 | 0 | 121.6 | 0.4 | 1.6 | 194.56 | 194.56
|  |  | 4" SQ 1G PLSTR RING 5/8" RISE | 4 | 0% | 4 | EA | 0 | 0 | 121.6 | 0.04 | 0.16 | 19.456 | 19.456
|  |  | GROUND SCREW W/ INSUL #12 LEAD | 4 | 0% | 4 | EA | 0 | 0 | 121.6 | 0.03 | 0.12 | 14.592 | 14.592
|  |  | #10x 3/4 P/H SELF-TAP SCREW | 8 | 0% | 8 | EA | 0 | 0 | 121.6 | 0.03 | 0.24 | 29.184 | 29.184
4 |  |  | S, SINGLE POLE SWITCH | 5 | 0% | 5 | EA | 0 | 0 | 121.6 | 0.15 | 0.75 | 91.2 | 91.2
|  |  | 4x 2 1/8" SQ BOX COMB KO W/ nVGR1ent CADDY Model #TSB | 5 | 0% | 5 | EA | 0 | 0 | 121.6 | 0.4 | 2 | 243.2 | 243.2
|  |  | 4" SQ 1G PLSTR RING 5/8" RISE | 5 | 0% | 5 | EA | 0 | 0 | 121.6 | 0.04 | 0.2 | 24.32 | 24.32
|  |  | GROUND SCREW W/ INSUL #12 LEAD | 5 | 0% | 5 | EA | 0 | 0 | 121.6 | 0.03 | 0.15 | 18.24 | 18.24
|  |  | #10x 3/4 P/H SELF-TAP SCREW | 10 | 0% | 10 | EA | 0 | 0 | 121.6 | 0.03 | 0.3 | 36.48 | 36.48
|  |  | 1G TGL SWITCH PLATE - SS | 5 | 0% | 5 | EA | 0 | 0 | 121.6 | 0.06 | 0.3 | 36.48 | 36.48
5 |  |  | S3, 3 WAY TOGGLE SWITCH | 10 | 0% | 10 | EA | 0 | 0 | 121.6 | 0.2 | 2 | 243.2 | 243.2
|  |  | 4x 2 1/8" SQ BOX COMB KO W/ nVGR1ent CADDY Model #TSB | 10 | 0% | 10 | EA | 0 | 0 | 121.6 | 0.4 | 4 | 486.4 | 486.4
|  |  | 4" SQ 1G PLSTR RING 5/8" RISE | 10 | 0% | 10 | EA | 0 | 0 | 121.6 | 0.04 | 0.4 | 48.64 | 48.64
|  |  | GROUND SCREW W/ INSUL #12 LEAD | 10 | 0% | 10 | EA | 0 | 0 | 121.6 | 0.03 | 0.3 | 36.48 | 36.48
|  |  | #10x 3/4 P/H SELF-TAP SCREW | 20 | 0% | 20 | EA | 0 | 0 | 121.6 | 0.03 | 0.6 | 72.96 | 72.96
|  |  | 1G TGL SWITCH PLATE - SS | 10 | 0% | 10 | EA | 0 | 0 | 121.6 | 0.06 | 0.6 | 72.96 | 72.96
6 |  |  | SD3, 3 WAY DIMMER SWITCH | 4 | 0% | 4 | EA | 0 | 0 | 121.6 | 0.25 | 1 | 121.6 | 121.6
|  |  | 4x 2 1/8" SQ BOX COMB KO W/ nVGR1ent CADDY Model #TSB | 4 | 0% | 4 | EA | 0 | 0 | 121.6 | 0.4 | 1.6 | 194.56 | 194.56
|  |  | 4" SQ 1G PLSTR RING 5/8" RISE | 4 | 0% | 4 | EA | 0 | 0 | 121.6 | 0.04 | 0.16 | 19.456 | 19.456
|  |  | GROUND SCREW W/ INSUL #12 LEAD | 4 | 0% | 4 | EA | 0 | 0 | 121.6 | 0.03 | 0.12 | 14.592 | 14.592
|  |  | #10x 3/4 P/H SELF-TAP SCREW | 8 | 0% | 8 | EA | 0 | 0 | 121.6 | 0.03 | 0.24 | 29.184 | 29.184
|  |  | 1G TGL SWITCH PLATE - SS | 4 | 0% | 4 | EA | 0 | 0 | 121.6 | 0.06 | 0.24 | 29.184 | 29.184
7 |  |  | S4, 4 WAY TOGGLE SWITCH | 1 | 0% | 1 | EA | 0 | 0 | 121.6 | 0.25 | 0.25 | 30.4 | 30.4
|  |  | 4x 2 1/8" SQ BOX COMB KO W/ nVGR1ent CADDY Model #TSB | 1 | 0% | 1 | EA | 0 | 0 | 121.6 | 0.4 | 0.4 | 48.64 | 48.64
|  |  | 4" SQ 1G PLSTR RING 5/8" RISE | 1 | 0% | 1 | EA | 0 | 0 | 121.6 | 0.04 | 0.04 | 4.864 | 4.864
|  |  | GROUND SCREW W/ INSUL #12 LEAD | 1 | 0% | 1 | EA | 0 | 0 | 121.6 | 0.03 | 0.03 | 3.648 | 3.648
|  |  | #10x 3/4 P/H SELF-TAP SCREW | 2 | 0% | 2 | EA | 0 | 0 | 121.6 | 0.03 | 0.06 | 7.296 | 7.296
|  |  | 1G TGL SWITCH PLATE - SS | 1 | 0% | 1 | EA | 0 | 0 | 121.6 | 0.06 | 0.06 | 7.296 | 7.296
8 |  |  | SF, SINGLE POLE SWITCH FOR CEILING FAN | 1 | 0% | 1 | EA | 0 | 0 | 121.6 | 0.2 | 0.2 | 24.32 | 24.32
|  |  | 4x 2 1/8" SQ BOX COMB KO W/ nVGR1ent CADDY Model #TSB | 1 | 0% | 1 | EA | 0 | 0 | 121.6 | 0.4 | 0.4 | 48.64 | 48.64
|  |  | 4" SQ 1G PLSTR RING 5/8" RISE | 1 | 0% | 1 | EA | 0 | 0 | 121.6 | 0.04 | 0.04 | 4.864 | 4.864
|  |  | GROUND SCREW W/ INSUL #12 LEAD | 1 | 0% | 1 | EA | 0 | 0 | 121.6 | 0.03 | 0.03 | 3.648 | 3.648
|  |  | #10x 3/4 P/H SELF-TAP SCREW | 2 | 0% | 2 | EA | 0 | 0 | 121.6 | 0.03 | 0.06 | 7.296 | 7.296
|  |  | 1G TGL SWITCH PLATE - SS | 1 | 0% | 1 | EA | 0 | 0 | 121.6 | 0.06 | 0.06 | 7.296 | 7.296
|  |  | QUOTATION FOR LIGHTING CONTROLS | [10 empty] | 0
[6 empty] | SUBTOTAL MATERIAL |  | 0 | SUBTOTAL LABOR |  | 2639.936 |  |  |  | 2639.936
ROUGH-IN FOR LOW VOLTAGE SYSTEM
CONDUITS
1 |  |  | 1" CONDUIT - PVC40 | 10 | 10% | 11 | FT | 0 | 0 | 121.6 | 0.0525 | 0.5775 | 70.224 | 70.224
|  |  | 1" ELBOW 90 DEG - RMC - GALV | 1 | 0% | 1 | EA | 0 | 0 | 121.6 | 0.5 | 0.5 | 60.8 | 60.8
|  |  | 1" LOCKNUT - STEEL | 1 | 0% | 1 | EA | 0 | 0 | 121.6 | 0.13 | 0.13 | 15.808 | 15.808
|  |  | 1" COUPLING - PVC | 2 | 0% | 2 | EA | 0 | 0 | 121.6 | 0.03 | 0.06 | 7.296 | 7.296
|  |  | 1" ADAPTER FEM - PVC | 1 | 0% | 1 | EA | 0 | 0 | 121.6 | 0.18 | 0.18 | 21.888 | 21.888
2 |  |  | 1" CONDUIT - RMC - GALV | 46 | 10% | 50.6 | FT | 0 | 0 | 121.6 | 0.07 | 3.542 | 430.7072 | 430.7072
|  |  | 1" MEASURE CUT & THREAD LABOR - RMC - GALV | 2 | 0% | 2 | EA | 0 | 0 | 121.6 | 0.22 | 0.44 | 53.504 | 53.504
|  |  | 1" 1-H STRAP - RMC - MALL | 7 | 0% | 7 | EA | 0 | 0 | 121.6 | 0.04 | 0.28 | 34.048 | 34.048
|  |  | 4 9/16x 1 15/16" DEEP CAST BOX W/ 4x 1" HUBS - CI | 1 | 0% | 1 | EA | 0 | 0 | 121.6 | 0.38 | 0.38 | 46.208 | 46.208
|  |  | COVER ROUND BLANK - CI | 1 | 0% | 1 | EA | 0 | 0 | 121.6 | 0.048 | 0.048 | 5.8368 | 5.8368
|  |  | #8 TO #10x 7/8 PLAS ANCHOR (3/16) | 10 | 0% | 10 | EA | 0 | 0 | 121.6 | 0.048 | 0.48 | 58.368 | 58.368
|  |  | #10x 1 P/H SELF-TAP SCREW | 10 | 0% | 10 | EA | 0 | 0 | 121.6 | 0.024 | 0.24 | 29.184 | 29.184
3 |  |  | PULL STRING | 56 | 10% | 61.6 | FT | 0 | 0 | 121.6 | 0.005 | 0.308 | 37.4528 | 37.4528
DEVICES |  |  | DEVICES
1 |  |  | CEILING MOUNTED DATA OUTLET WP | 1 | 0% | 1 | EA |  | 0 | 121.6 |  | 0 | 0 | 0
2 |  |  | DATA AND SECURITY RACK | 1 | 0% | 1 | EA |  | 0 | 121.6 |  | 0 | 0 | 0
3 |  |  | DATA OUTLET | 9 | 0% | 9 | EA |  | 0 | 121.6 |  | 0 | 0 | 0
4 |  |  | TELE/DATA OUTLET | 3 | 0% | 3 | EA |  | 0 | 121.6 |  | 0 | 0 | 0
5 |  |  | WIFI | 2 | 0% | 2 | EA |  | 0 | 121.6 |  | 0 | 0 | 0
6 |  |  | WIFI WEATHERPROOF | 1 | 0% | 1 | EA |  | 0 | 121.6 |  | 0 | 0 | 0
7 |  |  | MAGNETIC DOOR HOLDER | 1 | 0% | 1 | EA |  | 0 | 121.6 |  | 0 | 0 | 0
8 |  |  | 3/4" FIRE RATED PLYWOOD | 1 | 0% | 1 | EA | 0 | 0 | 121.6 | 1 | 1 | 121.6 | 121.6
9 |  |  | BACK BOX | 15 | 0% | 15 | EA | 0 | 616.85 | 121.6 | 0.4 | 6 | 729.6 | 1346.45
10 |  |  | BACK BOX WP | 2 | 0% | 2 | EA | 0 | 0 | 121.6 | 0.4 | 0.8 | 97.28 | 97.28
[6 empty] | SUBTOTAL MATERIAL |  | 616.85 | SUBTOTAL LABOR |  | 1819.8048 |  |  |  | 2436.6548
FIRE ALARM SYSTEM
CONDUCTORS
1 |  |  | #14/2C FPLP | 499 | 10% | 548.9 | FT | 0 | 0 | 121.6 | 0.0162 | 8.8922 | 1081.2891 | 1081.2891
DEVICES |  |  | DEVICES
1 |  |  | ADDRESSABLE MODULE | 1 | 0% | 1 | EA |  | 0 | 121.6 | 0.5 | 0.5 | 60.8 | 60.8
2 |  |  | CARBON MONOXIDE DETECTOR WP | 1 | 0% | 1 | EA |  | 0 | 121.6 | 0.35 | 0.35 | 42.56 | 42.56
3 |  |  | CO, CARBON MONOXIDE | 2 | 0% | 2 | EA |  | 0 | 121.6 | 0.35 | 0.7 | 85.12 | 85.12
4 |  |  | COMBINATION FIRE ALARM SPEAKER/STROBE | 3 | 0% | 3 | EA |  | 0 | 121.6 | 0.35 | 1.05 | 127.68 | 127.68
5 |  |  | COMBINATION FIRE ALARM SPEAKER/STROBE WP | 3 | 0% | 3 | EA |  | 0 | 121.6 | 0.35 | 1.05 | 127.68 | 127.68
6 |  |  | DUCT SMOKE DETECTOR WP | 1 | 0% | 1 | EA |  | 0 | 121.6 | 0.4 | 0.4 | 48.64 | 48.64
7 |  |  | FACP, FIRE ALARM CONTROL PANEL | 1 | 0% | 1 | EA |  | 0 | 121.6 | 2 | 2 | 243.2 | 243.2
8 |  |  | FIRE ALARM PULL STATION | 5 | 0% | 5 | EA |  | 0 | 121.6 | 0.5 | 2.5 | 304 | 304
9 |  |  | FIRE ALARM STROBE LIGHT | 6 | 0% | 6 | EA |  | 0 | 121.6 | 0.35 | 2.1 | 255.36 | 255.36
10 |  |  | H, HEAT DETECTOR | 2 | 0% | 2 | EA |  | 0 | 121.6 | 0.35 | 0.7 | 85.12 | 85.12
11 |  |  | HS, COMBINATION HEAT/SMOKE DETECTOR | 5 | 0% | 5 | EA |  | 0 | 121.6 | 0.35 | 1.75 | 212.8 | 212.8
12 |  |  | S, SMOKE DETECTOR | 5 | 0% | 5 | EA |  | 0 | 121.6 | 0.35 | 1.75 | 212.8 | 212.8
13 |  |  | S-CO, SMOKE DETECTOR WITH CARBON MONOXIDE DETECTOR | 1 | 0% | 1 | EA |  | 0 | 121.6 | 0.35 | 0.35 | 42.56 | 42.56
14 |  |  | KNOX BOX | 1 | 0% | 1 | EA |  | 0 | 121.6 | 0.5 | 0.5 | 60.8 | 60.8
15 |  |  | REMOTE INTERNET PORTAL | 1 | 0% | 1 | EA |  | 0 | 121.6 | 1 | 1 | 121.6 | 121.6
16 |  |  | S, SMOKE DETECTOR | 4 | 0% | 4 | EA |  | 0 | 121.6 | 0.35 | 1.4 | 170.24 | 170.24
17 |  |  | S-CO, SMOKE DETECTOR WITH CARBON MONOXIDE DETECTOR | 1 | 0% | 1 | EA |  | 0 | 121.6 | 0.35 | 0.35 | 42.56 | 42.56
18 |  |  | BACK BOX | 32 | 0% | 32 | EA | 0 | 616.85 | 121.6 | 0.4 | 12.8 | 1556.48 | 2173.33
19 |  |  | BACK BOX WP | 5 | 0% | 5 | EA | 0 | 0 | 121.6 | 0.4 | 2 | 243.2 | 243.2
|  |  | QUOTATION FOR FIRE ALARM SYSTEM | [10 empty] | 0
[6 empty] | SUBTOTAL MATERIAL |  | 616.85 | SUBTOTAL LABOR |  | 5124.4891 |  |  |  | 5741.3391
DEMOLITION
REINSTALLATION |  |  | DEVICES
1 |  |  | REINSTALLATION OF EXISTING SECURITY CAMERA | 1 | 0% | 1 | EA |  | 0 | 121.6 | 2 | 2 | 243.2 | 243.2
2 |  |  | REINSTALLATION OF EXISTING WIFI | 1 | 0% | 1 | EA |  | 0 | 121.6 | 1 | 1 | 121.6 | 121.6
[6 empty] | SUBTOTAL MATERIAL |  | 0 | SUBTOTAL LABOR |  | 364.8 |  |  |  | 364.8
TOTAL MATERIAL COST | [12 empty] | 1629.62
TOTAL LABOR COST | [12 empty] | 57457.8337
TOTAL LABOR HOURS | [12 empty] | 472.5151
| SCOPE OF ESTIMATE: | [7 empty] | COST & INSTALLATION OF LOW VOLTAGE SYSTEM DEVICES IS NOT INCLUDED
| SR. NO. | SUPPLY & INSTALLATION
| 1 | DISTRIBUTION
| 2 | WIRING DEVICES
| 3 | LIGHTING FIXTURES
| 4 | BRANCH WIRING
| 5 | POWER FEEDERS
| 6 | ROUGH-IN FOR LOW VOLTAGE SYSTEM
| 7 | FIRE ALARM SYSTEM
| 8 | DEMOLITION
| 9 | TEMPORARY
| SR. NO. | INCLUSIONS
| 1 | THE ESTIMATE INCLUDES THE INFORMATION SHOWN ONLY ON THE DRAWINGS
| 2 | THE ESTIMATE INCLUDES MATERIAL PRICES (EXCEPT FOR QUOTED ITEMS - LIGHTING FIXTURES, POLES, CONTROLS, FIRE ALARM SYSTEM AND SWITCHGEAR)
| 3 | INCLUDES LABOR HOURS FOR INSTALLATION FOR ALL ITEMS
| SR. NO. | EXCLUSIONS
| 1 | FIRESTOPPING IS NOT INCLUDED FOR WALL PENETRATION.
| 2 | PERMITS AND FEES
| SR. NO. | NOTES
| 1 | MC CABLE IS USED FOR ALL BRANCHES AND HOME RUNS
| 2 | ALL MECHANICAL EQUIPMENT WIRE IN CONDUIT
| 3 | FPLP CABLE IS USED FOR ALL FIRE ALARM DEVICES
| 4 | ELECTRICAL SHEET #E-303 IS NOT SHON IN OUR BID SET. PLEASE NOTE IT.
| 5 | DEMOLITION WORK IS ONLY SHOWN ON SITE PLAN, PLEASE NOTE IT
Terms and Conditions/Disclaimer: The quantities, numbers, scope, or any other information contained in this document has been complied to the best of our knowledge. By utilizing or deriving any of the information contained in this document, you accept the information, quantities and costs as accurate and waive to any claims for errors in information. Bidding Enterprise LLC does not warranty any of the information contained in this document. The information contained in this document are for informational purpose only and to be used as a guideline for quantities and pricing. It is the responsibility of the contractor performing the work to review quantities and bid documents and finalize pricing and materials based on current prices.